## CG Valve List
VALVE | FUNCTIONAL | WORKING | VALVE | CONNECTION | VALVE | MODEL | PART NUMBER | SETTING | FAIL | PATTERN | PORT | CONNECTION | CONTROL | CONTROL | POWER | NOTES
NUMBER | DESCRIPTION | FLUID | DESCRIPTION | SIZE | MANUFACTURER | NUMBER |  |  | POSITION |  | SIZE | DESCRIPTION | VOLTAGE | SIGNAL | VOLTAGE
49 | HV | NH3 | STOP VALVE | 5" | HANSEN | GW501H | - | - | - | STR | - | BW | - | - | - | HSD MAIN
50 | HV | NH3 | STOP VALVE | 4" | HANSEN | GW402H | - | - | - | STR | - | BW | - | - | - | CD MAIN
51 | STR | NH3 | STRAINER | 1/2" | HANSEN | ST050 | - | - | - | STR | - | - | - | - | - | CT-2
52 | HV | NH3 | STOP VALVE | 1/4" | HANSEN | HGV1 | - | - | - | ANG | - | THD | - | - | - | CT-2
53 | SOL | NH3 | SOLENOID VALVE | 1/2" | HANSEN | HS8A | - | - | - |  | - | SW | - | - | - | CT-2
54 | HV | NH3 | STOP VALVE | 1/2" | HANSEN | GSB051H | - | - | - | STR | - | SW | - | - | - | CT-2
|  |  |  | - | - | - | - | - | - |  | - | - | - | - | -
2500 | HV | NH3 | STOP VALVE | 3/4" | DANFOSS | SVA-S 20 | 148B5322 | - | - | ANG | 3/4" | SOCKET WELD | - | - | -
2501 | HV | NH3 | STOP VALVE | 3/4" | DANFOSS | SVA-S 20 | 148B5322 | - | - | ANG | 3/4" | SOCKET WELD | - | - | - | HANDWHEEL
2502 | CK | NH3 | CHECK VALVE | 4" | DANFOSS | CHV-X 100 | 148X1021 | - | - | STR | 4" | BUTT WELD | - | - | -
2503 | HV | NH3 | NEEDLE VALVE | 1/4" | DANFOSS | SNV-ST | 148B3746 | - | - | ANG | 1/4" | MPT X FPT | - | - | -
2504 | PI | NH3 | PRESSURE INDICATOR | 1/2" | DANFOSS | - | 027G9991 | - | - | - | 1/4" | MPT | - | - | - | 2 1/2" 30" HG-300PSIG PRESSURE GAUGE
2505 | CV | NH3 | BACK PRESSURE REGULATOR | 3/4" | DANFOSS | ISC 25-5-STD | 148X1011 | 150 PSIG | - | STR | 3/16" | SOCKET WELD | - | - | -
2506 | HV | NH3 | STOP VALVE | 4" | DANFOSS | SVA-S 100 | 148B6020 | - | - | ANG | 4" | BUTT WELD | - | - | - | HANDWHEEL
2507 | HV | NH3 | STOP VALVE | 3/4" | DANFOSS | SVA-S 20 | 148B5322 | - | - | ANG | 3/4" | SOCKET WELD | - | - | -
2508 | HV | NH3 | STOP VALVE | 3/4" | DANFOSS | SVA-S 20 | 148B5322 | - | - | ANG | 3/4" | SOCKET WELD | - | - | - | HANDWHEEL
2509 | CK | NH3 | CHECK VALVE | 4" | DANFOSS | CHV-X 100 | 148X1021 | - | - | STR | 4" | BUTT WELD | - | - | -
2510 | HV | NH3 | NEEDLE VALVE | 1/4" | DANFOSS | SNV-ST | 148B3746 | - | - | ANG | 1/4" | MPT X FPT | - | - | -
2511 | PI | NH3 | PRESSURE INDICATOR | 1/2" | DANFOSS | - | 027G9991 | - | - | - | 1/4" | MPT | - | - | - | 2 1/2" 30" HG-300PSIG PRESSURE GAUGE
2512 | CV | NH3 | BACK PRESSURE REGULATOR | 3/4" | DANFOSS | ISC 25-5-STD | 148X1011 | 150 PSIG | - | STR | 3/16" | SOCKET WELD | - | - | -
2513 | HV | NH3 | STOP VALVE | 4" | DANFOSS | SVA-S 100 | 148B6020 | - | - | ANG | 4" | BUTT WELD | - | - | - | HANDWHEEL
2514 | HV | NH3 | STOP VALVE | 3" | DANFOSS | SVA-S 80 | 148B5930 | - | - | STR | 3" | BUTT WELD | - | - | - | HANDWHEEL
2515 | MCV | NH3 | MOTORIZED CONTROL VALVE | 3" | DANFOSS | ICM 65-A | 148X0169 | - | - | STR | 3" | BUTT WELD | - | 4-20mA | 24 VDC
2516 | SOV | NH3 | SOLENOID VALVE | 3" | DANFOSS | ICS 65 | 148X0243 | - | - | STR | 2 1/2" | BUTT WELD | 110 VAC | - | -
2517 | STR | NH3 | STRAINER | 3" | DANFOSS | FIA 80 | 148X0769 | - | - | STR | 3" | BUTT WELD | - | - | -
2518 | HV | NH3 | STOP VALVE | 3" | DANFOSS | SVA-S 80 | 148B5930 | - | - | STR | 3" | BUTT WELD | - | - | - | HANDWHEEL
2519 | HV | NH3 | NEEDLE VALVE | 1/4" | DANFOSS | SNV-ST | 148B3746 | - | - | ANG | 1/4" | MPT X FPT | - | - | -
2520 | HEV | NH3 | HAND REGULATING VALVE | 1 1/2" | DANFOSS | REG-SB 40 | 148B5615 | - | - | STR | 1 1/2" | SOCKET WELD | - | - | -
2521 | HV | NH3 | STOP VALVE | 3/4" | DANFOSS | SVA-S 20 | 148B5332 | - | - | STR | 3/4" | SOCKET WELD | - | - | - | HANDWHEEL
2524 | HV | NH3 | STOP VALVE | 4" | DANFOSS | SVA-S 100 | 148B6030 | - | - | STR | 4" | BUTT WELD | - | - | - | HANDWHEEL
2525 | HV | NH3 | STOP VALVE | 4" | DANFOSS | SVA-S 100 | 148B6020 | - | - | ANG | 4" | BUTT WELD | - | - | - | HANDWHEEL
2527 | HV | NH3 | STOP VALVE | 1 1/2" | DANFOSS | SVA-S 40 | 148B5622 | - | - | ANG | 1 1/2" | SOCKET WELD | - | - | - | HANDWHEEL
2528 | STR | NH3 | STRAINER | 1 1/2" | DANFOSS | FIA 40 | 148X0416 | - | - | STR | 1 1/2" | SOCKET WELD | - | - | - | 150 MESH STRAINER
2529 | SOV | NH3 | SOLENOID VALVE | 1 1/2" | DANFOSS | ICS 40 | 148X0226 | - | - | STR | 1 1/2" | SOCKET WELD | 110 VAC | - | -
2530 | HEV | NH3 | HAND REGULATING VALVE | 1 1/2" | DANFOSS | REG-SB 40 | 148B5615 | - | - | STR | 1 1/2" | SOCKET WELD | - | - | -
2531 | HV | NH3 | NEEDLE VALVE | 1/4" | DANFOSS | SNV-ST | 148B3746 | - | - | ANG | 1/4" | MPT X FPT | - | - | -
2532 | PI | NH3 | PRESSURE INDICATOR | 1/2" | DANFOSS | - | 027G9991 | - | - | - | 1/4" | MPT | - | - | - | 2 1/2" 30" HG-300PSIG PRESSURE GAUGE
2533 | HV | NH3 | STOP VALVE | 6" | DANFOSS | SVA-S 150 | 148B6230 | - | - | STR | 6" | BUTT WELD | - | - | - | HANDWHEEL
2535 | HV | NH3 | STOP VALVE | 3" | DANFOSS | SVA-S 80 | 148B5930 | - | - | STR | 3" | BUTT WELD | - | - | - | HANDWHEEL
2536 | HV | NH3 | STOP VALVE | 4" | DANFOSS | SVA-S 100 | 148B6021 | - | - | ANG | 4" | BUTT WELD | - | - | -
2537 | HV | NH3 | STOP VALVE | 4" | DANFOSS | SVA-S 100 | 148B6030 | - | - | ANG | 4" | BUTT WELD | - | - | - | HANDWHEEL
2539 | HV | NH3 | STOP VALVE | 8" | DANFOSS | SVA-S 200 | 148B6320 | - | - | ANG | 8" | BUTT WELD | - | - | - | HANDWHEEL
2540 | HV | NH3 | NEEDLE VALVE | 1/4" | DANFOSS | SNV-ST | 148B3746 | - | - | ANG | 1/4" | MPT X FPT | - | - | -
2541 | HV | NH3 | STOP VALVE | 3" | DANFOSS | SVA-S 80 | 148B5930 | - | - | STR | 3" | BUTT WELD | - | - | - | HANDWHEEL
2542 | HV | NH3 | STOP VALVE | 4" | DANFOSS | SVA-S 100 | 148B6030 | - | - | STR | 4" | BUTT WELD | - | - | - | HANDWHEEL
2543 | HV | NH3 | STOP VALVE | 4" | DANFOSS | SVA-S 100 | 148B6020 | - | - | ANG | 4" | BUTT WELD | - | - | - | HANDWHEEL
2544 | HV | NH3 | NEEDLE VALVE | 1/4" | DANFOSS | SNV-ST | 148B3746 | - | - | ANG | 1/4" | MPT X FPT | - | - | -
2545 | HV | NH3 | STOP VALVE | 4" | DANFOSS | SVA-S 100 | 148B6020 | - | - | ANG | 4" | BUTT WELD | - | - | - | HAND WHEEL
2546 | HV | NH3 | STOP VALVE | 1 1/2" | DANFOSS | SVA-S 40 | 148B5622 | - | - | ANG | 1 1/2" | SOCKET WELD | - | - | - | HANDWHEEL
2547 | HV | NH3 | STOP VALVE | 4" | DANFOSS | SVA-S 100 | 148B6020 | - | - | ANG | 4" | BUTT WELD | - | - | - | HANDWHEEL
2550 | HV | NH3 | STOP VALVE | 3" | DANFOSS | SVA-S 80 | 148B5930 | - | - | STR | 3" | BUTT WELD | - | - | - | HANDWHEEL
2551 | HV | NH3 | STOP VALVE | 1 1/4" | DANFOSS | SVA-S 32 | 148B5532 | - | - | STR | 1 1/4" | SOCKET WELD | - | - | - | HANDWHEEL
2554 | HV | NH3 | STOP VALVE | 3" | DANFOSS | SVA-S 80 | 148B5930 | - | - | STR | 3" | BUTT WELD | - | - | - | HANDWHEEL
2555 | HV | NH3 | STOP VALVE | 3/4" | DANFOSS | SVA-S 20 | 148B5332 | - | - | STR | 3/4" | SOCKET WELD | - | - | - | HANDWHEEL
2556 | HV | NH3 | STOP VALVE | 1 1/4" | DANFOSS | SVA-S 32 | 148B5532 | - | - | STR | 1 1/4" | SOCKET WELD | - | - | - | HANDWHEEL
2557 | HV | NH3 | STOP VALVE | 2" | DANFOSS | SVA-S 50 | 148B5732 | - | - | STR | 2" | SOCKET WELD | - | - | - | HANDWHEEL
2558 | HV | NH3 | STOP VALVE | 6" | DANFOSS | SVA-S 150 | 148B6230 | - | - | STR | 6" | BUTT WELD | - | - | - | HANDWHEEL
2559 | HV | NH3 | STOP VALVE | 2" | DANFOSS | SVA-S 50 | 148B5732 | - | - | STR | 2" | SOCKET WELD | - | - | - | HANDWHEEL
2596 | HV | NH3 | STOP VALVE | 3/4" | DANFOSS | SVA-S 20 | 148B5332 | - | - | STR | 3/4" | SOCKET WELD | - | - | - | HANDWHEEL
2597 | HV | NH3 | STOP VALVE | 6" | DANFOSS | SVA-S 150 | 148B6230 | - | - | STR | 6" | BUTT WELD | - | - | - | HANDWHEEL
2598 | HV | NH3 | STOP VALVE | 6" | DANFOSS | SVA-S 150 | 148B6230 | - | - | STR | 6" | BUTT WELD | - | - | - | HANDWHEEL
2599 | HV | NH3 | STOP VALVE | - | - | - | - | - | - | - | - | - | - | - | - | PROVIDED BY COMPRESSOR MANUFACTURER
2600 | HV | NH3 | STOP VALVE | - | - | - | - | - | - | - | - | - | - | - | - | PROVIDED BY COMPRESSOR MANUFACTURER
2601 | CK | NH3 | CHECK VALVE | - | - | - | - | - | - | - | - | - | - | - | - | PROVIDED BY COMPRESSOR MANUFACTURER
2605 | ICF | NH3 | ICF | - | - | - | - | - | - | - | - | - | - | - | - | PROVIDED BY COMPRESSOR MANUFACTURER
2608 | ICF | NH3 | ICF | 3/4" | DANFOSS | ICF 20-6-4 | 027L3124 | - | - | STR | 3/4" | SOCKET WELD | - | - |  | -
2609 | HV | NH3 | NEEDLE VALVE | 3/8" | DANFOSS | SNV-ST | 148B3747 | - | - | ANG | 3/8" | MPT x FPT | - | - | -
2610 | HV | NH3 | STOP VALVE | 2" | DANFOSS | SVA-S 50 | 148B5733 | - | - | STR | 2" | SOCKET WELD | - | - | -
2611 | CV | NH3 | BACK PRESSURE REGULATOR W/ ELEC CUTOFF | 1" | DANFOSS | ICS 25-20-S | 148X0643 | - | - | STR | 3/4" | SOCKET WELD | 110 VAC | - | -
2612 | HV | NH3 | NEEDLE VALVE | 3/8" | DANFOSS | SNV-ST | 148B3747 | - | - | ANG | 3/8" | MPT x FPT | - | - | -
2613 | HV | NH3 | STOP VALVE | 2" | DANFOSS | SVA-S 50 | 148B5733 | - | - | STR | 2" | SOCKET WELD | - | - | -
2614 | ICF | NH3 | ICF | 3/4" | DANFOSS | ICF 20-6-4 | 027L3124 | - | - | STR | 3/4" | SOCKET WELD | - | - |  | -
2615 | HV | NH3 | NEEDLE VALVE | 3/8" | DANFOSS | SNV-ST | 148B3747 | - | - | ANG | 3/8" | MPT x FPT | - | - | -
2616 | ICF | NH3 | ICF | 3/4" | DANFOSS | ICF 20-6-4 | 027L3124 | - | - | STR | 3/4" | SOCKET WELD | - | - |  | -
2617 | HV | NH3 | NEEDLE VALVE | 3/8" | DANFOSS | SNV-ST | 148B3747 | - | - | ANG | 3/8" | MPT x FPT | - | - | -
2618 | HV | NH3 | STOP VALVE | 2" | DANFOSS | SVA-S 50 | 148B5733 | - | - | STR | 2" | SOCKET WELD | - | - | -
2619 | CV | NH3 | BACK PRESSURE REGULATOR W/ ELEC CUTOFF | 1" | DANFOSS | ICS 25-20-S | 148X0643 | - | - | STR | 3/4" | SOCKET WELD | 110 VAC | - | -
2620 | HV | NH3 | NEEDLE VALVE | 3/8" | DANFOSS | SNV-ST | 148B3747 | - | - | ANG | 3/8" | MPT x FPT | - | - | -
2621 | HV | NH3 | STOP VALVE | 2" | DANFOSS | SVA-S 50 | 148B5733 | - | - | STR | 2" | SOCKET WELD | - | - | -
2622 | ICF | NH3 | ICF | 3/4" | DANFOSS | ICF 20-6-4 | 027L3124 | - | - | STR | 3/4" | SOCKET WELD | - | - |  | -
2623 | HV | NH3 | NEEDLE VALVE | 3/8" | DANFOSS | SNV-ST | 148B3747 | - | - | ANG | 3/8" | MPT x FPT | - | - | -
2624 | HV | NH3 | STOP VALVE | 1" | DANFOSS | SVA-S 25 | 148B5433 | - | - | STR | 1" | SOCKET WELD | - | - | -
2625 | HV | NH3 | NEEDLE VALVE | 3/8" | DANFOSS | SNV-ST | 148B3747 | - | - | ANG | 3/8" | MPT x FPT | - | - | -
2626 | HV | NH3 | STOP VALVE | 3" | DANFOSS | SVA-S 80 | 148B5931 | - | - | STR | 3" | BUTT WELD | - | - | -
2627 | HV | NH3 | STOP VALVE | 3/4" | DANFOSS | SVA-S 20 | 148B5333 | - | - | STR | 3/4" | SOCKET WELD | - | - | -
2628 | HV | NH3 | NEEDLE VALVE | 3/8" | DANFOSS | SNV-ST | 148B3747 | - | - | ANG | 3/8" | MPT x FPT | - | - | -
2629 | HV | NH3 | STOP VALVE | 1 1/4" | DANFOSS | SVA-S 32 | 148B5533 | - | - | STR | 1 1/4" | SOCKET WELD | - | - | -
2633 | HV | NH3 | STOP VALVE | 6" | DANFOSS | SVA-S 150 | 148B6220 | - | - | ANG | 6" | BUTT WELD | - | - | - | HANDWHEEL
2634 | CK | NH3 | CHECK VALVE | 2" | PARKER | CK-1 | - | - | - | STR | 2" | SOCKET WELD | - | - | -
2635 | HV | NH3 | STOP VALVE | 1" | DANFOSS | SVA-S 25 | 148B5432 | - | - | STR | 1" | SOCKET WELD | - | - | - | HANDWHEEL
2636 | CK | NH3 | CHECK VALVE | 2" | PARKER | CK-1 | - | - | - | STR | 2" | SOCKET WELD | - | - | -
2637 | HV | NH3 | STOP VALVE | 3" | DANFOSS | SVA-S 80 | 148B5920 | - | - | ANG | 3" | SOCKET WELD | - | - | - | HANDWHEEL
2638 | CK | NH3 | CHECK VALVE | - | - | - | - | - | - | - | - | - | - | - | - | PROVIDED BY COMPRESSOR MANUFACTURER
2639 | HV | NH3 | STOP VALVE | - | - | - | - | - | - | - | - | - | - | - | - | PROVIDED BY COMPRESSOR MANUFACTURER
2640 | CK | NH3 | CHECK VALVE | 2" | PARKER | CK-1 | - | - | - | STR | 2" | SOCKET WELD | - | - | -
2641 | HV | NH3 | STOP VALVE | 3" | DANFOSS | SVA-S 80 | 148B5920 | - | - | ANG | 3" | SOCKET WELD | - | - | - | HANDWHEEL
2642 | HV | NH3 | STOP VALVE | 2 1/2" | DANFOSS | SVA-S 65 | 148B5820 | - | - | STR | 2 1/2" | BUTT WELD | - | - | - | HANDWHEEL
2643 | CK | NH3 | CHECK VALVE | 2" | PARKER | CK-1 | - | - | - | STR | 2" | SOCKET WELD | - | - | -
2644 | HV | NH3 | STOP VALVE | 3" | DANFOSS | SVA-S 80 | 148B5920 | - | - | ANG | 3" | SOCKET WELD | - | - | - | HANDWHEEL
2645 | HV | NH3 | STOP VALVE | 3/4" | DANFOSS | SVA-S 20 | 148B5333 | - | - | STR | 3/4" | SOCKET WELD | - | - | -
2646 | HV | NH3 | STOP VALVE | 2" | DANFOSS | SVA-S 50 | 148B5732 | - | - | STR | 2" | SOCKET WELD | - | - | - | HANDWHEEL
2647 | HV | NH3 | STOP VALVE | 3/4" | DANFOSS | SVA-S 20 | 148B5332 | - | - | STR | 3/4" | SOCKET WELD | - | - | - | HANDWHEEL
2648 | HV | NH3 | STOP VALVE | 3" | DANFOSS | SVA-S 65 | 148B5920 | - | - | STR | 3" | SOCKET WELD | - | - | - | HANDWHEEL
2649 | HV | NH3 | STOP VALVE | 2" | DANFOSS | SVA-S 50 | 148B5732 | - | - | STR | 2" | SOCKET WELD | - | - | - | HANDWHEEL
2650 | HV | NH3 | STOP VALVE | 2" | DANFOSS | SVA-S 50 | 148B5722 | - | - | ANG | 2" | SOCKET WELD | - | - | - | HANDWHEEL
VALVE | FUNCTIONAL | WORKING | VALVE | CONNECTION | VALVE | MODEL | PART NUMBER | SETTING | FAIL | PATTERN | PORT | CONNECTION | CONTROL | CONTROL | POWER | NOTES
NUMBER | DESCRIPTION | FLUID | DESCRIPTION | SIZE | MANUFACTURER | NUMBER |  |  | POSITION |  | SIZE | DESCRIPTION | VOLTAGE | SIGNAL | VOLTAGE
2651 | STR | NH3 | STRAINER | 2" | DANFOSS | FIA 50 | 148X1067 | - | - | STR | 2" | BUTT WELD | - | - | - | W/148H3150 FILTER BAG & 148H3447 MAGNET
2652 | HV | NH3 | NEEDLE VALVE | 1/4" | DANFOSS | SNV-ST | 148B3746 | - | - | ANG | 1/4" | MPT X FPT | - | - | -
2653 | HV | NH3 | STOP VALVE | 2" | DANFOSS | SVA-S 50 | 148B5732 | - | - | STR | 2" | SOCKET WELD | - | - | - | HANDWHEEL
2654 | HV | NH3 | STOP VALVE | 2" | DANFOSS | SVA-S 50 | 148B5722 | - | - | ANG | 2" | SOCKET WELD | - | - | - | HANDWHEEL
2655 | STR | NH3 | STRAINER | 2" | DANFOSS | FIA 50 | 148X1067 | - | - | STR | 2" | BUTT WELD | - | - | - | W/148H3150 FILTER BAG & 148H3447 MAGNET
2656 | HV | NH3 | NEEDLE VALVE | 1/4" | DANFOSS | SNV-ST | 148B3746 | - | - | ANG | 1/4" | MPT X FPT | - | - | -
2657 | HV | NH3 | STOP VALVE | 2" | DANFOSS | SVA-S 50 | 148B5732 | - | - | STR | 2" | SOCKET WELD | - | - | - | HANDWHEEL
2658 | HV | NH3 | STOP VALVE | 2" | DANFOSS | SVA-S 50 | 148B5722 | - | - | ANG | 2" | SOCKET WELD | - | - | - | HANDWHEEL
2659 | STR | NH3 | STRAINER | 2" | DANFOSS | FIA 50 | 148X1067 | - | - | STR | 2" | BUTT WELD | - | - | - | W/148H3150 FILTER BAG & 148H3447 MAGNET
2660 | HV | NH3 | NEEDLE VALVE | 1/4" | DANFOSS | SNV-ST | 148B3746 | - | - | ANG | 1/4" | MPT X FPT | - | - | -
2661 | HV | NH3 | STOP VALVE | 2" | DANFOSS | SVA-S 50 | 148B5732 | - | - | STR | 2" | SOCKET WELD | - | - | - | HANDWHEEL
2662 | HV | NH3 | STOP VALVE | 2" | DANFOSS | SVA-S 50 | 148B5722 | - | - | ANG | 2" | SOCKET WELD | - | - | - | HANDWHEEL
2663 | STR | NH3 | STRAINER | 2" | DANFOSS | FIA 50 | 148X1067 | - | - | STR | 2" | BUTT WELD | - | - | - | W/148H3150 FILTER BAG & 148H3447 MAGNET
2664 | HV | NH3 | NEEDLE VALVE | 1/4" | DANFOSS | SNV-ST | 148B3746 | - | - | ANG | 1/4" | MPT X FPT | - | - | -
2665 | HV | NH3 | STOP VALVE | 2" | DANFOSS | SVA-S 50 | 148B5732 | - | - | STR | 2" | SOCKET WELD | - | - | - | HANDWHEEL
2666 | HV | NH3 | STOP VALVE | 2" | DANFOSS | SVA-S 50 | 148B5722 | - | - | ANG | 2" | SOCKET WELD | - | - | - | HANDWHEEL
2667 | STR | NH3 | STRAINER | 2" | DANFOSS | FIA 50 | 148X1067 | - | - | STR | 2" | BUTT WELD | - | - | - | W/148H3150 FILTER BAG & 148H3447 MAGNET
2668 | HV | NH3 | NEEDLE VALVE | 1/4" | DANFOSS | SNV-ST | 148B3746 | - | - | ANG | 1/4" | MPT X FPT | - | - | -
2669 | HV | NH3 | STOP VALVE | 2" | DANFOSS | SVA-S 50 | 148B5732 | - | - | STR | 2" | SOCKET WELD | - | - | - | HANDWHEEL
2670 | HV | NH3 | STOP VALVE | 2" | DANFOSS | SVA-S 50 | 148B5722 | - | - | ANG | 2" | SOCKET WELD | - | - | - | HANDWHEEL
2671 | STR | NH3 | STRAINER | 2" | DANFOSS | FIA 50 | 148X1067 | - | - | STR | 2" | BUTT WELD | - | - | - | W/148H3150 FILTER BAG & 148H3447 MAGNET
2672 | HV | NH3 | NEEDLE VALVE | 1/4" | DANFOSS | SNV-ST | 148B3746 | - | - | ANG | 1/4" | MPT X FPT | - | - | -
2673 | HV | NH3 | NEEDLE VALVE | 1/4" | DANFOSS | SNV-ST | 148B3746 | - | - | ANG | 1/4" | MPT X FPT | - | - | -
2674 | PI | NH3 | PRESSURE INDICATOR | 1/2" | DANFOSS | - | 027G9991 | - | - | - | 1/4" | MPT | - | - | - | 2 1/2" 30" HG-300PSIG PRESSURE GAUGE
2675 | HV | NH3 | NEEDLE VALVE | 1/4" | DANFOSS | SNV-ST | 148B3746 | - | - | ANG | 1/4" | MPT X FPT | - | - | -
2676 | PI | NH3 | PRESSURE INDICATOR | 1/2" | DANFOSS | - | 027G9991 | - | - | - | 1/4" | MPT | - | - | - | 2 1/2" 30" HG-300PSIG PRESSURE GAUGE
2677 | ICF | NH3 | ICF | 1/2" | DANFOSS | ICF 15-4-9H | 027L4527 | - | - | STR | 1/2" | SOCKET WELD | - | - | -
2678 | HV | NH3 | STOP VALVE | 3" | DANFOSS | SVA-S 80 | 148B5931 | - | - | STR | 3" | BUTT WELD | - | - | -
2679 | HV | NH3 | STOP VALVE | 3" | DANFOSS | SVA-S 80 | 148B5931 | - | - | STR | 3" | BUTT WELD | - | - | -
2680 | HV | NH3 | STOP VALVE | 2" | DANFOSS | SVA-S 50 | 148B5732 | - | - | STR | 2" | SOCKET WELD | - | - | - | HANDWHEEL
2687 | HV | NH3 | STOP VALVE | 3" | DANFOSS | SVA-S 80 | 148B5931 | - | - | STR | 3" | BUTT WELD | - | - | -
2688 | SOV | NH3 | SOLENOID VALVE | 3" | DANFOSS | ICS 80 | 148X0248 | - | - | STR | 3" | BUTT WELD | 110 VAC | - | -
2689 | STR | NH3 | STRAINER | 3" | DANFOSS | FIA 80 | 148X0272 | - | - | STR | 3" | BUTT WELD | - | - | - | W/148H3152 FILTER BAG & 148H3447 MAGNET
2690 | HV | NH3 | NEEDLE VALVE | 1/4" | DANFOSS | SNV-ST | 148B3746 | - | - | ANG | 1/4" | MPT X FPT | - | - | -
2691 | HV | NH3 | STOP VALVE | 3" | DANFOSS | SVA-S 80 | 148B5931 | - | - | STR | 3" | BUTT WELD | - | - | -
2692 | STR | NH3 | STRAINER | 3" | DANFOSS | FIA 80 | 148X0272 | - | - | STR | 3" | BUTT WELD | - | - | - | W/148H3152 FILTER BAG & 148H3447 MAGNET
2693 | SOV | NH3 | SOLENOID VALVE | 3" | DANFOSS | ICS 80 | 148X0248 | - | - | STR | 3" | BUTT WELD | 110 VAC | - | -
2694 | HV | NH3 | NEEDLE VALVE | 1/4" | DANFOSS | SNV-ST | 148B3746 | - | - | ANG | 1/4" | MPT X FPT | - | - | -
2695 | ICF | NH3 | ICF | 1/2" | DANFOSS | ICF 15-4-9H | 027L4527 | - | - | STR | 1/2" | SOCKET WELD | - | - | -
2696 | HV | NH3 | NEEDLE VALVE | 1/4" | DANFOSS | SNV-ST | 148B3746 | - | - | ANG | 1/4" | MPT X FPT | - | - | -
2698 | PS | NH3 | PRESSURE SWITCH | 1/4" | IFM EFFECTOR | PK6222(2) | - | - | - | STR | NPT | - | PNP | - | 9.6-32VDC | 75-1450 PSI PRESSURE SWITCH
2699 | HV | NH3 | NEEDLE VALVE | 3/8" | DANFOSS | SNV-ST | 148B3747 | - | - | ANG | 3/8" | MPT x FPT | - | - | -
2700 | HV | NH3 | NEEDLE VALVE | 3/8" | DANFOSS | SNV-ST | 148B3747 | - | - | ANG | 3/8" | MPT x FPT | - | - | -
2701 | PI | NH3 | PRESSURE INDICATOR | 1/4" | ASHCROFT | 351009SW-L01L-XYW/XR5 30 in. HG VAC/300# |  | - | - | - | MNPT | - | - | - | - | 3 1/2" 30" HG-300PSIG PRESSURE GAUGE
2703 | PS | NH3 | PRESSURE SWITCH | 1/4" | IFM EFFECTOR | PK6222(2) | - | - | - | STR | NPT | - | PNP | - | 9.6-32VDC | 75-1450 PSI PRESSURE SWITCH
2704 | HV | NH3 | NEEDLE VALVE | 3/8" | DANFOSS | SNV-ST | 148B3747 | - | - | ANG | 3/8" | MPT x FPT | - | - | -
2705 | HV | NH3 | NEEDLE VALVE | 3/8" | DANFOSS | SNV-ST | 148B3747 | - | - | ANG | 3/8" | MPT x FPT | - | - | -
2706 | PI | NH3 | PRESSURE INDICATOR | 1/4" | ASHCROFT | 351009SW-L01L-XYW/XR5 30 in. HG VAC/300# |  | - | - | - | MNPT | - | - | - | - | 3 1/2" 30" HG-300PSIG PRESSURE GAUGE
2709 | HV | NH3 | NEEDLE VALVE | 3/8" | DANFOSS | SNV-ST | 148B3747 | - | - | ANG | 3/8" | MPT x FPT | - | - | -
2710 | PS | NH3 | PRESSURE SWITCH | 1/4" | IFM EFFECTOR | PK6222(2) | - | - | - | STR | NPT | - | PNP | - | 9.6-32VDC | 75-1450 PSI PRESSURE SWITCH
2711 | HV | NH3 | STOP VALVE | 4" | DANFOSS | SVA-S 100 | 148B6020 | - | - | ANG | 4" | BUTT WELD | - | - | - | HANDWHEEL
| NOTES | (1) | Includes the Following IMF EFFECTOR Part Numbers
|  |  | EVC006 | 4-Wire Right Angle 10M Cable
|  |  | 700692 | Heat Conductive Paste
|  |  | E37210 | Thermowell
|  | (2) | Includes the Following IMF EFFECTOR Part Numbers
|  |  | EVC006 | 4-Wire Right Angle 10M Cable
|  | (3) | Includes the Following IMF EFFECTOR Part Numbers
|  |  | U30033 | G1 to 3/4" NPT Adapter
|  |  | EVC006 | 4-Wire Right Angle 10M Cable
|  |  | E30420 | Transparent Protective Cover
|  | (4) | All valves to be provided with anti-corrosion plating
|  | (5) | All provided coils to have pilot lights
|  | (6) | All appropriate coils to be provided by manufacturer
|  | (7) | All coils to be 110v AC
VALVE | FUNCTIONAL | WORKING | VALVE | CONNECTION | VALVE | MODEL | PART NUMBER | SETTING | FAIL | PATTERN | PORT | CONNECTION | CONTROL | CONTROL | POWER | NOTES
NUMBER | DESCRIPTION | FLUID | DESCRIPTION | SIZE | MANUFACTURER | NUMBER |  |  | POSITION |  | SIZE | DESCRIPTION | VOLTAGE | SIGNAL | VOLTAGE
158 | RV | NH3 | RELIEF VALVE | 1/2"X3/4" | CYRUS SHANK | 800 | - | - | - | ANG | - | MPT X FPT | - | - | - | -
172 | RV | NH3 | RELIEF VALVE | 1/2"X3/4" | CYRUS SHANK | 800 | - | - | - | ANG | - | MPT X FPT | - | - | - | -
188 | RV | NH3 | RELIEF VALVE | 3/4"X1" | HANSEN | H5632R | - | - | - | ANG | - | FPT X FPT | - | - | - | -
196 | RV | NH3 | RELIEF VALVE | 3/4"X1" | HANSEN | H5632R | - | - | - | ANG | - | FPT X FPT | - | - | - | -
204 | RV | NH3 | RELIEF VALVE | 1/2"X1" | CYRUS SHANK | 813 | - | - | - | ANG | - | FPT X FPT | - | - | - | -
209 | RV | NH3 | RELIEF VALVE | 1/2"X3/4" | CYRUS SHANK | 800 | - | - | - | ANG | - | MPT X FPT | - | - | - | -
236 | RV | NH3 | RELIEF VALVE | 3/4"X1" | HANSEN | H5632R | - | - | - | ANG | - | FPT X FPT | - | - | - | -
241 | RV | NH3 | RELIEF VALVE | 1/2"X3/4" | CYRUS SHANK | 800 | - | - | - | ANG | - | MPT X FPT | - | - | - | -
244 | RV | NH3 | RELIEF VALVE | 1"X1-1/4" | R/S | SRH4 | - | - | - | ANG | - | FPT X FPT | - | - | - | -
257 | RV | NH3 | RELIEF VALVE | 3/4"X1" | HANSEN | H5632R | - | - | - | ANG | - | FPT X FPT | - | - | - | -
262 | RV | NH3 | RELIEF VALVE | 1/2"X3/4" | CYRUS SHANK | 800 | - | - | - | ANG | - | MPT X FPT | - | - | - | -
272 | RV | NH3 | RELIEF VALVE | 3/4"X1" | HANSEN | H5602R | - | - | - | ANG |  | FPT X FPT | - | - | - | -
626 | RV | NH3 | RELIEF VALVE | 1/2"X3/4" | CYRUS SHANK | 801 | - | - | - | ANG |  | FPT X FPT | - | - | - | -
646 | RV | NH3 | RELIEF VALVE | 1/2"X3/4" | CYRUS SHANK | 801 | - | - | - | ANG |  | FPT X FPT | - | - | - | -
647 | RM | NH3 | RELIEF MANIFOLD | 1/2" | R/S | 1/2" M1 | - | - | - | 3-WAY |  | FPT X FPT | - | - | - | -
668 | RV | NH3 | RELIEF VALVE | 1/2"X3/4" | CYRUS SHANK | 800 | - | - | - | ANG | - | MPT X FPT | - | - | - | -
669 | RM | NH3 | RELIEF MANIFOLD | 3/4" | R/S | 3/4" M1 | - | - | - | 3-WAY | - | FPT | - | - | -
670 | RV | NH3 | RELIEF VALVE | 1/2"X3/4" | CYRUS SHANK | 800 | - | - | - | ANG | - | MPT X FPT | - | - | - | -
676 | RV | NH3 | RELIEF VALVE | 3/4"X1" | HANSEN | H5632R | - | - | - | ANG | - | FPT X FPT | - | - | -
686 | RV | NH3 | RELIEF VALVE | 3/4"X1" | HANSEN | H5602R | - | - | - | ANG |  | FPT X FPT | - | - | - | -
687 | RM | NH3 | RELIEF MANIFOLD | 3/4" | HANSEN | H8022 | - | - | - | 3-WAY |  | FPT X FPT | - | - | - | -
707 | RV | NH3 | RELIEF VALVE | 1/2"X1" | CYRUS SHANK | 812 | - | - | - | ANG |  | FPT X FPT | - | - | - | -
709 | RV | NH3 | RELIEF VALVE | 1/2"X1" | CYRUS SHANK | 813 | - | - | - | ANG | - | FPT X FPT | - | - | - | -
710 | RV | NH3 | RELIEF VALVE | 1/2"X3/4" | CYRUS SHANK | 800 OP | - | - | - | ANG | - | MPT X FPT | - | - | - | -
711 | RV | NH3 | RELIEF VALVE | 1/2"X1" | CYRUS SHANK | 812 | - | - | - | ANG |  | FPT X FPT | - | - | - | -
712 | RV | NH3 | RELIEF VALVE | 1/2"X3/4" | CYRUS SHANK | 800 | - | - | - | ANG | - | MPT X FPT | - | - | - | -
713 | RV | NH3 | RELIEF VALVE | 1/2"X1" | CYRUS SHANK | 813 | - | - | - | ANG | - | FPT X FPT | - | - | - | -
714 | RV | NH3 | RELIEF VALVE | 1/2"X3/4" | CYRUS SHANK | 800 | - | - | - | ANG | - | MPT X FPT | - | - | - | -
715 | RV | NH3 | RELIEF VALVE | 1/2"X1" | CYRUS SHANK | 813 | - | - | - | ANG | - | FPT X FPT | - | - | - | -
716 | RV | NH3 | RELIEF VALVE | 1/2"X3/4" | CYRUS SHANK | 800 OP | - | - | - | ANG | - | MPT X FPT | - | - | - | -
861 | RV | NH3 | RELIEF VALVE | 1/2"X3/4" | CYRUS SHANK | 800 | - | - | - | ANG | - | MPT X FPT | - | - | - | -
872 | RV | NH3 | RELIEF VALVE | 1/2"X3/4" | CYRUS SHANK | 800 | - | - | - | ANG | - | MPT X FPT
897 | RV | NH3 | RELIEF VALVE | 1"X1-1/4" | R/S | SRH4 | - | - | - | ANG | - | FPT X FPT | - | - | - | -
2537 | RV | NH3 | RELIEF VALVE | 1/2" | - | - | - | - | - | ANG | - | - | - | - | - | INCLUDED WITH PURGER
2570 | RV | NH3 | RELIEF VALVE | 1/2"X3/4" | CYRUS SHANK | 800 | - | - | - | ANG | 3/4" | MPT X FPT | - | - | - | AC-8 HX
2571 | RV | NH3 | RELIEF VALVE | 1/2"X3/4" | CYRUS SHANK | 800 | - | - | - | ANG | 3/4" | MPT X FPT | - | - | - | AC-8 HX
2572 | RM | NH3 | RELIEF MANIFOLD | 1/2X3/4" | CYRUS SHANK | 846M | - | - | - | 3-WAY | 3/4" | FPT |  |  |  | AC-8 HX
2573 | RV | NH3 | RELIEF VALVE | 1/2"X3/4" | CYRUS SHANK | 800 | - | - | - | ANG | 1 1/4" | MPT X FPT | - | - | - | CP-07 OS
2574 | RV | NH3 | RELIEF VALVE | 1/2"X1" | CYRUS SHANK | 812 | - | - | - | ANG | 1 1/4" | FPT X FPT | - | - | - | CJ CHILLER
2575 | RV | NH3 | RELIEF VALVE | 1/2"X1" | CYRUS SHANK | 812 | - | - | - | ANG | 1 1/4" | FPT X FPT | - | - | - | CJ CHILLER
2576 | RM | NH3 | RELIEF MANIFOLD | 1/2" | CYRUS SHANK | 846M | - | - | - | 3-WAY | 1 1/4" | FPT X FPT | - | - | - | CJ CHILLER
2577 | RV | NH3 | RELIEF VALVE | 1/2"X3/4" | CYRUS SHANK | 800 | - | - | - | ANG | 1" | MPT X FPT | - | - | - | CP-08 OS
2602 | RV | NH3 | RELIEF VALVE | [12 empty] | PROVIDED BY VILTER
2603 | RV | NH3 | RELIEF VALVE | [12 empty] | PROVIDED BY VILTER
2604 | RM | NH3 | RELIEF MANIFOLD | [12 empty] | PROVIDED BY VILTER
2681 | RV | NH3 | RELIEF VALVE
2682 | RV | NH3 | RELIEF VALVE
2683 | RV | NH3 | RELIEF VALVE
2684 | RV | NH3 | RELIEF VALVE
2685 | RV | NH3 | RELIEF VALVE
2686 | RV | NH3 | RELIEF VALVE |  | HANSEN | H5632R
2715 | RM | NH3 | RELIEF MANIFOLD | [12 empty] | PROVIDED BY VILTER
2716 | RV | NH3 | RELIEF VALVE | [12 empty] | PROVIDED BY VILTER
2718 | RV | NH3 | RELIEF VALVE | [12 empty] | PROVIDED BY VILTER
2719 | MCV | NH3 | MOTORIZED CONTROL VALVE | [12 empty] | PROVIDED BY VILTER
2720 | HV | NH3 | STOP VALVE | [12 empty] | PROVIDED BY VILTER
| RV | NH3 | RELIEF VALVE | [12 empty] | PROVIDED BY VILTER
| RV | NH3 | RELIEF VALVE
| RV | NH3 | RELIEF VALVE
| RV | NH3 | RELIEF VALVE
| RV | NH3 | RELIEF VALVE
P&ID UPDATE (Valves tags added to existing valves)
VALVE | FUNCTIONAL | WORKING | VALVE | CONNECTION | VALVE | MODEL | PART NUMBER | SETTING | FAIL | PATTERN | PORT | CONNECTION | CONTROL | CONTROL | POWER | NOTES
NUMBER | DESCRIPTION | FLUID | DESCRIPTION | SIZE | MANUFACTURER | NUMBER |  |  | POSITION |  | SIZE | DESCRIPTION | VOLTAGE | SIGNAL | VOLTAGE
4001 | STR | NH3 | STRAINER | - | - | - | [8 empty] | - | CT-5 | bar: - to -
4002 | STR | NH3 | STRAINER | - | - | - | [8 empty] | - | CT-1 | bar: - to -
4003 | STR | NH3 | STRAINER | 3/4" | - | - | [8 empty] | - | CT-2 | bar: - to -
4005 | HV | NH3 | STOP VALVE | - | - | - | - | - | - | STR | - | - | - | - | - | RECEIVER 1A
4007 | HV | NH3 | STOP VALVE | - | - | - | - | - | - | ANG | - | - | - | - | - | HSS - GAUGE BOARD
4008 | HV | NH3 | STOP VALVE | - | - | - | - | - | - | ANG | - | - | - | - | - | EPCS
4009 | HV | NH3 | STOP VALVE | - | - | - | - | - | - | ANG | - | - | - | - | - | EPCS
4010 | PS | NH3 | PRESSURE SWITCH | - | - | - | [8 empty] | - | EPCS | bar: - to -
4011 | STR | NH3 | STRAINER | - | - | - | [8 empty] | - | RECIRCULATOR 1A | bar: - to -
4012 | HV | NH3 | STOP VALVE | - | - | - | - | - | - | STR | - | - | - | - | - | RECIRCULATOR 1A
4013 | PT | NH3 | PRESSURE TRANSDUCER | - | - | - | [8 empty] | - | PUMP DISCHARGE HEADER - RECIRCULATOR 1A | bar: - to -
4014 | PT | NH3 | PRESSURE TRANSDUCER | - | - | - | [8 empty] | - | SITE GLASS COLUMN - RECIRCULATOR 1A | bar: - to -
4015 | PT | NH3 | PRESSURE TRANSDUCER | - | - | - | [8 empty] | - | SITE GLASS COLUMN - ACCUMULATOR 11 | bar: - to -
4016 | PT | NH3 | PRESSURE TRANSDUCER | - | - | - | [8 empty] | - | PUMP DISCHARGE HEADER - ACCUMULATOR 11 | bar: - to -
4017 | SV | NH3 | STOP VALVE | - | - | - | - | - | - | ANG | - | - | - | - | - | GRUNDFOS PUMP
4018 | SV | NH3 | STOP VALVE | - | - | - | - | - | - | STR | - | - | - | - | - | PUMP RC2-P4
4019 | SV | NH3 | STOP VALVE | - | - | - | - | - | - | STR | - | - | - | - | - | PUMP RC2-P3
4020 | HV | NH3 | CHECK VALVE | - | - | - | [8 empty] | - | PUMP RC2-P3 | bar: - to -
4021 | STR | NH3 | STRAINER | - | - | - | - | - | CLOSED | - | - | - | - | - | - | IM-2
4022 | HV | NH3 | STOP VALVE | - | - | - | - | - | - | ANG | - | - | - | - | - | IM-2
4023 | HEV | NH3 | HAND REGULATING VALVE | - | - | - | - | - | - | ANG | - | - | - | - | - | IM-2
4024 | HV | NH3 | CHECK VALVE | - | - | - | - | - | CLOSED | - | - | - | - | - | - | IM-2
4025 | HV | NH3 | STOP VALVE | - | - | - | - | - | - | ANG | - | - | - | - | - | IM-2
4026 | HEV | NH3 | HAND REGULATING VALVE | - | - | - | - | - | - | ANG | - | - | - | - | - | IM-2
4027 | HV | NH3 | CHECK VALVE | - | - | - | - | - | CLOSED | - | - | - | - | - | - | IM-2
4028 | HV | NH3 | STOP VALVE | - | - | - | - | - | - | ANG | - | - | - | - | - | IM-2
4029 | HV | NH3 | STOP VALVE | - | - | - | - | - | - | ANG | - | - | - | - | - | IM-2
4030 | HV | NH3 | STOP VALVE | - | - | - | - | - | - | ANG | - | - | - | - | - | IM-2
4031 | CV | NH3 | BACK PRESSURE REGULATOR | - | - | - | - | - | OPEN | - | - | - | - | - | - | IM-2
4032 | SOV | NH3 | SOLENOID VALVE | - | - | - | - | - | CLOSED | - | - | - | 120V | - | - | IM-2
4033 | HV | NH3 | STOP VALVE | - | - | - | - | - | - | ANG | - | - | - | - | - | IM-2
4034 | HV | NH3 | STOP VALVE | - | - | - | - | - | - | ANG | - | - | - | - | - | IM-2
4035 | HV | NH3 | STOP VALVE | - | - | - | - | - | - | ANG | - | - | - | - | - | IM-2
4036 | CV | NH3 | BACK PRESSURE REGULATOR | - | - | - | - | - | OPEN | - | - | - | - | - | - | IM-2
4037 | SOV | NH3 | SOLENOID VALVE | - | - | - | - | - | OPEN | - | - | - | 120V | - | - | IM-2
4038 | HV | NH3 | STOP VALVE | - | - | - | - | - | - | ANG | - | - | - | - | - | IM-2
4039 | MCV | NH3 | MOTORIZED CONTROL VALVE | - | - | - | - | - | - | - | - | - | 120V | - | - | IM-2
4040 | HV | NH3 | STOP VALVE | - | - | - | - | - | - | ANG | - | - | - | - | - | IM-2
4041 | MCV | NH3 | MOTORIZED CONTROL VALVE | - | - | - | - | - | - | - | - | - | 120V | - | - | IM-2
4042 | HV | NH3 | STOP VALVE | - | - | - | - | - | - | ANG | - | - | - | - | - | IM-2
4043 | STR | NH3 | STRAINER | - | - | - | [8 empty] | - | IM-1 | bar: - to -
4044 | SV | NH3 | STOP VALVE | - | - | - | - | - | - | STR | - | - | - | - | - | IM-1
4045 | CV | NH3 | DUAL BACK PRESSURE REGULATOR | - | - | - | - | - | OPEN | - | - | - | 120V | - | - | IM-1
4046 | HV | NH3 | CHECK VALVE | - | - | - | - | - | CLOSED | - | - | - | - | - | - | IM-1
4047 | HV | NH3 | CHECK VALVE | - | - | - | - | - | CLOSED | - | - | - | - | - | - | IM-1
4048 | SOV | NH3 | SOLENOID VALVE | - | - | - | - | - | CLOSED | - | - | - | 120V | - | - | IM-1
4049 | SV | NH3 | STOP VALVE | - | - | - | - | - | - | STR | - | - | - | - | - | IM-1
4050 | HV | NH3 | CHECK VALVE | - | - | - | - | - | CLOSED | - | - | - | - | - | - | IM-1
4051 | SOV | NH3 | SOLENOID VALVE | - | - | - | - | - | CLOSED | - | - | - | 120V | - | - | IM-1
4052 | CV | NH3 | BACK PRESSURE REGULATOR | - | - | - | - | - | OPEN | - | - | - | - | - | - | IM-1
4053 | HV | NH3 | STOP VALVE | - | - | - | - | - | - | ANG | - | - | - | - | - | IM-1
4054 | HV | NH3 | STOP VALVE | - | - | - | - | - | - | ANG | - | - | - | - | - | IM-1
4055 | SV | NH3 | STOP VALVE | - | - | - | - | - | - | STR | - | - | - | - | - | IM-1
4056 | CV | NH3 | DUAL BACK PRESSURE REGULATOR | - | - | - | - | - | OPEN | - | - | - | 120V | - | - | IM-1
4057 | HV | NH3 | CHECK VALVE | - | - | - | - | - | CLOSED | - | - | - | - | - | - | IM-1
4058 | HV | NH3 | STOP VALVE | - | - | - | - | - | - | ANG | - | - | - | - | - | IM-1
4059 | HV | NH3 | CHECK VALVE | - | - | - | - | - | CLOSED | - | - | - | - | - | - | IM-1
4060 | SOV | NH3 | SOLENOID VALVE | - | - | - | - | - | CLOSED | - | - | - | 120V | - | - | IM-1
4061 | SV | NH3 | STOP VALVE | - | - | - | - | - | - | STR | - | - | - | - | - | IM-1
4062 | HV | NH3 | CHECK VALVE | - | - | - | - | - | CLOSED | - | - | - | - | - | - | IM-1
4063 | SOV | NH3 | SOLENOID VALVE | - | - | - | - | - | CLOSED | - | - | - | 120V | - | - | IM-1
4064 | CV | NH3 | BACK PRESSURE REGULATOR | - | - | - | - | - | OPEN | - | - | - | - | - | - | IM-1
4065 | HV | NH3 | STOP VALVE | - | - | - | - | - | - | ANG | - | - | - | - | - | IM-1
4066 | HV | NH3 | STOP VALVE | - | - | - | - | - | - | ANG | - | - | - | - | - | IM-1
4067 | SV | NH3 | STOP VALVE | - | - | - | - | - | - | STR | - | - | - | - | - | IM-1
4068 | CV | NH3 | DUAL BACK PRESSURE REGULATOR | - | - | - | - | - | OPEN | - | - | - | 120V | - | - | IM-1
4069 | HV | NH3 | CHECK VALVE | - | - | - | - | - | CLOSED | - | - | - | - | - | - | IM-1
4070 | HV | NH3 | STOP VALVE | - | - | - | - | - | - | ANG | - | - | - | - | - | IM-1
4071 | HV | NH3 | CHECK VALVE | - | - | - | - | - | CLOSED | - | - | - | - | - | - | IM-1
4072 | SOV | NH3 | SOLENOID VALVE | - | - | - | - | - | CLOSED | - | - | - | 120V | - | - | IM-1
4073 | SV | NH3 | STOP VALVE | - | - | - | - | - | - | STR | - | - | - | - | - | IM-1
4074 | HV | NH3 | CHECK VALVE | - | - | - | - | - | CLOSED | - | - | - | - | - | - | IM-1
4075 | SOV | NH3 | SOLENOID VALVE | - | - | - | - | - | CLOSED | - | - | - | 120V | - | - | IM-1
4076 | CV | NH3 | BACK PRESSURE REGULATOR | - | - | - | - | - | OPEN | - | - | - | - | - | - | IM-1
4077 | HV | NH3 | STOP VALVE | - | - | - | - | - | - | ANG | - | - | - | - | - | IM-1
4078 | HV | NH3 | STOP VALVE | - | - | - | - | - | - | ANG | - | - | - | - | - | IM-1
4079 | HV | NH3 | STOP VALVE | - | - | - | - | - | - | ANG | - | - | - | - | -
4080 | STR | NH3 | STRAINER | - | - | - | [8 empty] | - | bar: - to -
4081 | STR | NH3 | STRAINER | - | - | - | [8 empty] | - | bar: - to -
4082 | STR | NH3 | STRAINER | - | - | - | [8 empty] | - | bar: - to -
4083 | SOV | NH3 | SOLENOID VALVE | - | - | - | - | - | CLOSED | - | - | - | 120V | - | -
4084 | STR | NH3 | STRAINER | - | - | - | [8 empty] | - | bar: - to -
4085 | STR | NH3 | STRAINER | - | - | - | [8 empty] | - | bar: - to -
4086 | HV | NH3 | CHECK VALVE | - | - | - | - | - | CLOSED | - | - | - | - | - | -
4087 | SV | NH3 | STOP VALVE | - | - | - | - | - | - | STR | - | - | - | - | -
4088 | STR | NH3 | STRAINER | - | - | - | [8 empty] | - | bar: - to -
4089 | SOV | NH3 | SOLENOID VALVE | - | - | - | - | - | CLOSED | - | - | - | 120V | - | -
4090 | MCV | NH3 | MOTORIZED CONTROL VALVE | - | - | - | - | - | - | - | - | - | 120V | - | -
4091 | SV | NH3 | STOP VALVE | - | - | - | - | - | - | STR | - | - | - | - | -
4092 |  | NH3 |  | - | - | - | bar: -; NPT
4093 | SV | NH3 | BALL VALVE | - | - | - | - | - | - | STR | - | - | - | - | -
4094 | SV | NH3 | BALL VALVE | - | - | - | - | - | - | STR | - | - | - | - | - | COMPRESSOR 6
4095 | [15 empty] | COMPRESSOR 6
4096 | HV | NH3 | CHECK VALVE | - | - | - | - | - | CLOSED | - | - | - | - | - | - | COMPRESSOR SC-2
4097 | SV | NH3 | STOP VALVE | - | - | - | - | - | - | STR | - | - | - | - | - | COMPRESSOR SC-2
4098 | STR | NH3 | STRAINER | - | - | - | [8 empty] | - | COMPRESSOR SC-2 | bar: - to -
4099 | SOV | NH3 | SOLENOID VALVE | - | - | - | - | - | CLOSED | - | - | - | 120V | - | - | COMPRESSOR SC-2
4100 | MCV | NH3 | MOTORIZED CONTROL VALVE | - | - | - | - | - | - | - | - | - | 120V | - | - | COMPRESSOR SC-2
4101 | SV | NH3 | STOP VALVE | - | - | - | - | - | - | STR | - | - | - | - | - | COMPRESSOR SC-2
4102 | HV | NH3 | STOP VALVE | - | - | - | - | - | - | ANG | - | - | - | - | - | AUTO PURGER - AP1
4103 | HV | NH3 | CHECK VALVE | - | - | - | - | - | CLOSED | - | - | - | - | - | - | AUTO PURGER - AP1
4104 | STR | NH3 | STRAINER | - | - | - | [8 empty] | - | AUTO PURGER - AP1 | bar: - to -
4105 | HV | NH3 | STOP VALVE | - | - | - | - | - | - | ANG | - | - | - | - | - | AUTO PURGER - AP1
4106 | STR | NH3 | STRAINER | - | - | - | [8 empty] | - | AUTO PURGER - AP1 | bar: - to -
4107 | SV | NH3 | STOP VALVE | - | - | - | - | - | - | STR | - | - | - | - | - | COMPRESSOR 7
4108 | SV | NH3 | BALL VALVE | - | - | - | - | - | - | STR | - | - | - | - | - | COMPRESSOR 7
4109 |  | NH3 |  | - | - | - | [9 empty] | COMPRESSOR 7 | bar: -; NPT
4110 | STR | NH3 | STRAINER | - | - | - | [8 empty] | - | ACCUMULATOR - AC-4 | bar: - to -
4111 | SV | NH3 | BALL VALVE | - | - | - | - | - | - | STR | - | - | - | - | - | COMPRESSOR 5
4112 |  | NH3 |  | - | - | - | [9 empty] | COMPRESSOR 5 | bar: -; NPT
4113 | SV | NH3 | BALL VALVE | - | - | - | - | - | - | STR | - | - | - | - | - | COMPRESSOR 2
4114 |  | NH3 |  | - | - | - | [9 empty] | COMPRESSOR 2 | bar: -; NPT
4115 | HV | NH3 | STOP VALVE | - | - | - | - | - | - | ANG | - | - | - | - | - | CONDENSER SWITCH PANEL
4116 | HV | NH3 | STOP VALVE | - | - | - | - | - | - | ANG | - | - | - | - | - | CONDENSER SWITCH PANEL
4117 | HV | NH3 | STOP VALVE | - | - | - | - | - | - | ANG | - | - | - | - | - | CONDENSER SWITCH PANEL
4118 | HV | NH3 | STOP VALVE | - | - | - | - | - | - | ANG | - | - | - | - | - | CONDENSER SWITCH PANEL
4119 | HV | NH3 | STOP VALVE | - | - | - | - | - | - | ANG | - | - | - | - | - | CONDENSER SWITCH PANEL
4120 | SV | NH3 | STOP VALVE | - | - | - | - | - | - | STR | - | - | - | - | - | COMPRESSOR SC-3
4121 | STR | NH3 | STRAINER | - | - | - | [8 empty] | - | COMPRESSOR SC-3 | bar: - to -
4122 | SOV | NH3 | SOLENOID VALVE | - | - | - | - | - | CLOSED | - | - | - | 120V | - | - | COMPRESSOR SC-3
4123 | MCV | NH3 | MOTORIZED CONTROL VALVE | - | - | - | - | - | - | - | - | - | 120V | - | - | COMPRESSOR SC-3
4124 | SV | NH3 | STOP VALVE | - | - | - | - | - | - | STR | - | - | - | - | - | COMPRESSOR SC-3
4125 | HV | NH3 | CHECK VALVE | - | - | - | - | - | CLOSED | - | - | - | - | - | - | COMPRESSOR SC-3
4126 | BV | NH3 |  | - | - | - | -: -; STR: ICF-20-6-4; NPT: - |  | EVAPORATOR 19
4127 | HV | NH3 | CHECK VALVE | - | - | - | - | - | CLOSED | - | - | - | - | - | - | EVAPORATOR 19
4128 | HV | NH3 | CHECK VALVE | - | - | - | - | - | CLOSED | - | - | - | - | - | - | EVAPORATOR 18
4129 | STR | NH3 | STRAINER | - | - | - | [8 empty] | - | SURGE DRUM OC-9 | bar: - to -
4130 | HV | NH3 | STOP VALVE | - | - | - | - | - | - | ANG | - | - | - | - | - | SURGE DRUM OC-9
4131 | STR | NH3 | STRAINER | - | - | - | [8 empty] | - | EVAPORATOR 10 | bar: - to -
4132 | STR | NH3 | STRAINER | - | - | - | [8 empty] | - | EVAPORATOR 10 | bar: - to -
4133 | STR | NH3 | STRAINER | - | - | - | [8 empty] | - | EVAPORATOR 11 | bar: - to -
4134 | STR | NH3 | STRAINER | - | - | - | [8 empty] | - | EVAPORATOR 11 | bar: - to -
4135 | STR | NH3 | STRAINER | - | - | - | [8 empty] | - | EVAPORATOR 9 | bar: - to -
4136 | STR | NH3 | STRAINER | - | - | - | [8 empty] | - | EVAPORATOR 9 | bar: - to -
4137 | STR | NH3 | STRAINER | - | - | - | [8 empty] | - | EVAPORATOR 12 | bar: - to -
4138 | STR | NH3 | STRAINER | - | - | - | [8 empty] | - | EVAPORATOR 12 | bar: - to -
4139 | STR | NH3 | STRAINER | - | - | - | [8 empty] | - | EVAPORATOR 13 | bar: - to -
4140 | STR | NH3 | STRAINER | - | - | - | [8 empty] | - | EVAPORATOR 13 | bar: - to -
4141 | STR | NH3 | STRAINER | - | - | - | [8 empty] | - | EVAPORATOR 14 | bar: - to -
4142 | STR | NH3 | STRAINER | - | - | - | [8 empty] | - | EVAPORATOR 14 | bar: - to -
4143 | STR | NH3 | STRAINER | - | - | - | [8 empty] | - | EVAPORATOR 15 & 16 | bar: - to -
4144 | STR | NH3 | STRAINER | - | - | - | [8 empty] | - | EVAPORATOR 15 & 16 | bar: - to -
4145 | STR | NH3 | STRAINER | - | - | - | [8 empty] | - | EVAPORATOR 8 | bar: - to -
4146 | STR | NH3 | STRAINER | - | - | - | [8 empty] | - | EVAPORATOR 8 | bar: - to -
4147 | STR | NH3 | STRAINER | - | - | - | [8 empty] | - | EVAPORATOR 7 | bar: - to -
4148 | STR | NH3 | STRAINER | - | - | - | [8 empty] | - | EVAPORATOR 7 | bar: - to -
4149 | STR | NH3 | STRAINER | - | - | - | [8 empty] | - | EVAPORATOR 5 | bar: - to -
4150 | STR | NH3 | STRAINER | - | - | - | [8 empty] | - | EVAPORATOR 5 | bar: - to -
4151 | STR | NH3 | STRAINER | - | - | - | [8 empty] | - | EVAPORATOR 20 | bar: - to -
4152 | STR | NH3 | STRAINER | - | - | - | [8 empty] | - | EVAPORATOR 20 | bar: - to -
4153 | STR | NH3 | STRAINER | - | - | - | [8 empty] | - | EVAPORATOR 22 | bar: - to -
4154 | STR | NH3 | STRAINER | - | - | - | [8 empty] | - | EVAPORATOR 22 | bar: - to -
4155 | STR | NH3 | STRAINER | - | - | - | [8 empty] | - | EVAPORATOR 1 | bar: - to -
4156 | STR | NH3 | STRAINER | - | - | - | [8 empty] | - | EVAPORATOR 1 | bar: - to -
4157 | STR | NH3 | STRAINER | - | - | - | [8 empty] | - | EVAPORATOR 1 | bar: - to -
4158 | STR | NH3 | STRAINER | - | - | - | [8 empty] | - | EVAPORATOR 17B | bar: - to -
4159 | STR | NH3 | STRAINER | - | - | - | [8 empty] | - | EVAPORATOR 17B | bar: - to -
4160 | STR | NH3 | STRAINER | - | - | - | [8 empty] | - | EVAPORATOR 17B | bar: - to -
4161 | STR | NH3 | STRAINER | - | - | - | [8 empty] | - | EVAPORATOR 17B | bar: - to -
4162 | STR | NH3 | STRAINER | - | - | - | [8 empty] | - | CPA-6-30-HRU SURGE DRUM | bar: - to -
4163 | HV | NH3 | STOP VALVE | - | - | - | - | - | - | ANG | - | - | - | - | - | CPA-6-30-HRU SURGE DRUM
4164 | STR | NH3 | STRAINER | - | - | - | [8 empty] | - | CPA-6-30-HRU SURGE DRUM | bar: - to -
4165 | HV | NH3 | STOP VALVE | - | - | - | - | - | - | ANG | - | - | - | - | - | CPA-6-30-HRU SURGE DRUM
4166 | SV | NH3 | STOP VALVE | - | - | - | - | - | - | STR | - | - | - | - | - | SYSTEM VALVE - HGD HEADER
4167 | SV | NH3 | STOP VALVE | - | - | - | - | - | - | STR | - | - | - | - | - | SYSTEM VALVE - HTRL HEADER
4168 | SV | NH3 | STOP VALVE | - | - | - | - | - | - | STR | - | - | - | - | - | SYSTEM VALVE - HTRS HEADER
4169 | STR | NH3 | STRAINER | - | - | - | [8 empty] | - | EVAPORATOR 4B | bar: - to -
4170 | STR | NH3 | STRAINER | - | - | - | [8 empty] | - | EVAPORATOR 4B | bar: - to -
4171 | STR | NH3 | STRAINER | - | - | - | [8 empty] | - | EVAPORATOR 4B | bar: - to -
4172 | STR | NH3 | STRAINER | - | - | - | [8 empty] | - | EVAPORATOR 4B | bar: - to -
4173 | HV | NH3 | STOP VALVE | - | - | - | - | - | - | ANG | - | - | - | - | - | EVAPORATOR 4B
4174 | STR | NH3 | STRAINER | - | - | - | [8 empty] | - | EVAPORATOR 24 | bar: - to -
4175 | STR | NH3 | STRAINER | - | - | - | [8 empty] | - | EVAPORATOR 24 | bar: - to -
4176 | STR | NH3 | STRAINER | - | - | - | [8 empty] | - | EVAPORATOR 23 | bar: - to -
4177 | STR | NH3 | STRAINER | - | - | - | [8 empty] | - | EVAPORATOR 23 | bar: - to -
4178 | STR | NH3 | STRAINER | - | - | - | [8 empty] | - | EVAPORATOR 2A | bar: - to -
4179 | STR | NH3 | STRAINER | - | - | - | [8 empty] | - | EVAPORATOR 2A | bar: - to -
4180 | HV | NH3 | STOP VALVE | - | - | - | - | - | - | ANG | - | - | - | - | - | EVAPORATOR 2A
4181 | STR | NH3 | STRAINER | - | - | - | [8 empty] | - | EVAPORATOR 2A | bar: - to -
4182 | STR | NH3 | STRAINER | - | - | - | [8 empty] | - | EVAPORATOR 2A | bar: - to -
4183 | STR | NH3 | STRAINER | - | - | - | [8 empty] | - | EVAPORATOR 3A | bar: - to -
4184 | STR | NH3 | STRAINER | - | - | - | [8 empty] | - | EVAPORATOR 3A | bar: - to -
4185 | HV | NH3 | STOP VALVE | - | - | - | - | - | - | ANG | - | - | - | - | - | EVAPORATOR 3A
4186 | STR | NH3 | STRAINER | - | - | - | [8 empty] | - | EVAPORATOR 3A | bar: - to -
4187 | STR | NH3 | STRAINER | - | - | - | [8 empty] | - | EVAPORATOR 3A | bar: - to -
4188 | STR | NH3 | STRAINER | - | - | - | [8 empty] | - | EVAPORATOR 4A | bar: - to -
4189 | STR | NH3 | STRAINER | - | - | - | [8 empty] | - | EVAPORATOR 4A | bar: - to -
4190 | HV | NH3 | STOP VALVE | - | - | - | - | - | - | ANG | - | - | - | - | - | EVAPORATOR 4A
4191 | STR | NH3 | STRAINER | - | - | - | [8 empty] | - | EVAPORATOR 4A | bar: - to -
4192 | STR | NH3 | STRAINER | - | - | - | [8 empty] | - | EVAPORATOR 4A | bar: - to -
4193 | STR | NH3 | STRAINER | - | - | - | [8 empty] | - | EVAPORATOR 2B | bar: - to -
4194 | STR | NH3 | STRAINER | - | - | - | [8 empty] | - | EVAPORATOR 2B | bar: - to -
4195 | HV | NH3 | STOP VALVE | - | - | - | - | - | - | ANG | - | - | - | - | - | EVAPORATOR 2B
4196 | STR | NH3 | STRAINER | - | - | - | [8 empty] | - | EVAPORATOR 2B | bar: - to -
4197 | STR | NH3 | STRAINER | - | - | - | [8 empty] | - | EVAPORATOR 2B | bar: - to -
4198 | STR | NH3 | STRAINER | - | - | - | [8 empty] | - | EVAPORATOR 17A | bar: - to -
4199 | STR | NH3 | STRAINER | - | - | - | [8 empty] | - | EVAPORATOR 17A | bar: - to -
4200 | HV | NH3 | STOP VALVE | - | - | - | - | - | - | ANG | - | - | - | - | - | EVAPORATOR 17A
4201 | STR | NH3 | STRAINER | - | - | - | [8 empty] | - | EVAPORATOR 17A | bar: - to -
4202 | STR | NH3 | STRAINER | - | - | - | [8 empty] | - | EVAPORATOR 17A | bar: - to -
4203 | HV | NH3 | STOP VALVE | - | - | - | - | - | - | ANG | - | - | - | - | - | ACCUMULATOR - AC-4
4204 | STR | NH3 | STRAINER | - | - | - | [8 empty] | - | WATER CHILLER | bar: - to -
4205 | HV | NH3 | STOP VALVE | - | - | - | - | - | - | ANG | - | - | - | - | - | IM-2
4206 | HV | NH3 | STOP VALVE | - | - | - | - | - | - | ANG | - | - | - | - | - | IM-2
4207 | HV | NH3 | STOP VALVE | - | - | - | - | - | - | ANG | - | - | - | - | - | IM-1
4208 | HV | NH3 | STOP VALVE | - | - | - | - | - | - | ANG | - | - | - | - | - | EVAPORATOR 17B
4209 | STR | NH3 | STRAINER | - | - | - | [8 empty] | - | SURGE DRUM OC-9 | bar: - to -
4210 | HV | NH3 | STOP VALVE | - | - | - | - | - | - | STR | - | - | - | - | - | EVAPORATOR 9A
4211 | STR | NH3 | STRAINER | - | - | - | [8 empty] | - | EVAPORATOR 9A | bar: - to -
4212 | HV | NH3 | STOP VALVE | - | - | - | - | - | - | ANG | - | - | - | - | - | EVAPORATOR 9A
4213 | SOV | NH3 | SOLENOID VALVE | - | - | - | [8 empty] | - | EVAPORATOR 9A | bar: - to -
4214 | HV | NH3 | STOP VALVE | - | - | - | - | - | - | STR | - | - | - | - | - | EVAPORATOR 9A
4215 | HV | NH3 | STOP VALVE | - | - | - | - | - | - | STR | - | - | - | - | - | EVAPORATOR 9A
4216 | CV | NH3 | CONDENSATE TRAP | - | - | - | [8 empty] | - | EVAPORATOR 9A | bar: - to -
4217 | HV | NH3 | STOP VALVE | - | - | - | - | - | - | ANG | - | - | - | - | - | EVAPORATOR 9A
4218 | HV | NH3 | STOP VALVE | - | - | - | - | - | - | STR | - | - | - | - | - | EVAPORATOR 9A
4219 | HV | NH3 | STOP VALVE | - | - | - | - | - | - | STR | - | - | - | - | - | EVAPORATOR 10A
4220 | STR | NH3 | STRAINER | - | - | - | [8 empty] | - | EVAPORATOR 10A | bar: - to -
4221 | HV | NH3 | STOP VALVE | - | - | - | - | - | - | ANG | - | - | - | - | - | EVAPORATOR 10A
4222 | SOV | NH3 | SOLENOID VALVE | - | - | - | [8 empty] | - | EVAPORATOR 10A | bar: - to -
4223 | HV | NH3 | STOP VALVE | - | - | - | - | - | - | STR | - | - | - | - | - | EVAPORATOR 10A
4224 | HV | NH3 | STOP VALVE | - | - | - | - | - | - | STR | - | - | - | - | - | EVAPORATOR 10A
4225 | CV | NH3 | CONDENSATE TRAP | - | - | - | [8 empty] | - | EVAPORATOR 10A | bar: - to -
4226 | HV | NH3 | STOP VALVE | - | - | - | - | - | - | ANG | - | - | - | - | - | EVAPORATOR 10A
4227 | HV | NH3 | STOP VALVE | - | - | - | - | - | - | STR | - | - | - | - | - | EVAPORATOR 10A
4228 | HV | NH3 | STOP VALVE | - | - | - | - | - | - | STR | - | - | - | - | - | EVAPORATOR 11A
4229 | STR | NH3 | STRAINER | - | - | - | [8 empty] | - | EVAPORATOR 11A | bar: - to -
4230 | HV | NH3 | STOP VALVE | - | - | - | - | - | - | ANG | - | - | - | - | - | EVAPORATOR 11A
4231 | SOV | NH3 | SOLENOID VALVE | - | - | - | [8 empty] | - | EVAPORATOR 11A | bar: - to -
4232 | HV | NH3 | STOP VALVE | - | - | - | - | - | - | STR | - | - | - | - | - | EVAPORATOR 11A
4233 | HV | NH3 | STOP VALVE | - | - | - | - | - | - | STR | - | - | - | - | - | EVAPORATOR 11A
4234 | CV | NH3 | CONDENSATE TRAP | - | - | - | [8 empty] | - | EVAPORATOR 11A | bar: - to -
4235 | HV | NH3 | STOP VALVE | - | - | - | - | - | - | ANG | - | - | - | - | - | EVAPORATOR 11A
4236 | HV | NH3 | STOP VALVE | - | - | - | - | - | - | STR | - | - | - | - | - | EVAPORATOR 11A
4237 | HV | NH3 | STOP VALVE | - | - | - | - | - | - | STR | - | - | - | - | - | EVAPORATOR 12A
4238 | STR | NH3 | STRAINER | - | - | - | [8 empty] | - | EVAPORATOR 12A | bar: - to -
4239 | HV | NH3 | STOP VALVE | - | - | - | - | - | - | ANG | - | - | - | - | - | EVAPORATOR 12A
4240 | SOV | NH3 | SOLENOID VALVE | - | - | - | [8 empty] | - | EVAPORATOR 12A | bar: - to -
4241 | HV | NH3 | STOP VALVE | - | - | - | - | - | - | STR | - | - | - | - | - | EVAPORATOR 12A
4242 | HV | NH3 | STOP VALVE | - | - | - | - | - | - | STR | - | - | - | - | - | EVAPORATOR 12A
4243 | CV | NH3 | CONDENSATE TRAP | - | - | - | [8 empty] | - | EVAPORATOR 12A | bar: - to -
4244 | HV | NH3 | STOP VALVE | - | - | - | - | - | - | ANG | - | - | - | - | - | EVAPORATOR 12A
4245 | HV | NH3 | STOP VALVE | - | - | - | - | - | - | STR | - | - | - | - | - | EVAPORATOR 12A
4246 | HV | NH3 | STOP VALVE | - | - | - | - | - | - | STR | - | - | - | - | - | EVAPORATOR 13A
4247 | STR | NH3 | STRAINER | - | - | - | [8 empty] | - | EVAPORATOR 13A | bar: - to -
4248 | HV | NH3 | STOP VALVE | - | - | - | - | - | - | ANG | - | - | - | - | - | EVAPORATOR 13A
4249 | SOV | NH3 | SOLENOID VALVE | - | - | - | [8 empty] | - | EVAPORATOR 13A | bar: - to -
4250 | HV | NH3 | STOP VALVE | - | - | - | - | - | - | STR | - | - | - | - | - | EVAPORATOR 13A
4251 | HV | NH3 | STOP VALVE | - | - | - | - | - | - | STR | - | - | - | - | - | EVAPORATOR 13A
4252 | CV | NH3 | CONDENSATE TRAP | - | - | - | [8 empty] | - | EVAPORATOR 13A | bar: - to -
4253 | HV | NH3 | STOP VALVE | - | - | - | - | - | - | ANG | - | - | - | - | - | EVAPORATOR 13A
4254 | HV | NH3 | STOP VALVE | - | - | - | - | - | - | STR | - | - | - | - | - | EVAPORATOR 13A
4255 | HV | NH3 | STOP VALVE | - | - | - | - | - | - | STR | - | - | - | - | - | EVAPORATOR 14A
4256 | STR | NH3 | STRAINER | - | - | - | [8 empty] | - | EVAPORATOR 14A | bar: - to -
4257 | HV | NH3 | STOP VALVE | - | - | - | - | - | - | ANG | - | - | - | - | - | EVAPORATOR 14A
4258 | SOV | NH3 | SOLENOID VALVE | - | - | - | [8 empty] | - | EVAPORATOR 14A | bar: - to -
4259 | HV | NH3 | STOP VALVE | - | - | - | - | - | - | STR | - | - | - | - | - | EVAPORATOR 14A
4260 | HV | NH3 | STOP VALVE | - | - | - | - | - | - | STR | - | - | - | - | - | EVAPORATOR 14A
4261 | CV | NH3 | CONDENSATE TRAP | - | - | - | [8 empty] | - | EVAPORATOR 14A | bar: - to -
4262 | HV | NH3 | STOP VALVE | - | - | - | - | - | - | ANG | - | - | - | - | - | EVAPORATOR 14A
4263 | HV | NH3 | STOP VALVE | - | - | - | - | - | - | STR | - | - | - | - | - | EVAPORATOR 14A
4358 | HV | NH3 | STOP VALVE | - | - | - | - | - | - | STR | - | - | - | - | -
4359 | HV | NH3 | STOP VALVE | - | - | - | - | - | - | STR | - | - | - | - | -
4362 | HV | NH3 | STOP VALVE | - | - | - | - | - | - | STR | - | - | - | - | -
4363 | HV | NH3 | STOP VALVE | - | - | - | - | - | - | STR | - | - | - | - | -
4364 | CV | NH3 | CONDENSATE TRAP | - | - | - | [8 empty] | - | bar: - to -
4365 | HV | NH3 | STOP VALVE | - | - | - | - | - | - | STR | - | - | - | - | -
4366 | HV | NH3 | STOP VALVE | - | - | - | - | - | - | STR | - | - | - | - | -
4367 | HV | NH3 | STOP VALVE | - | - | - | - | - | - | STR | - | - | - | - | - | EVAPORATOR 15A
4368 | STR | NH3 | STRAINER | - | - | - | [8 empty] | - | EVAPORATOR 15A | bar: - to -
4369 | HV | NH3 | STOP VALVE | - | - | - | - | - | - | ANG | - | - | - | - | - | EVAPORATOR 15A
4370 | SOV | NH3 | SOLENOID VALVE | - | - | - | [8 empty] | - | EVAPORATOR 15A | bar: - to -
4371 | HV | NH3 | STOP VALVE | - | - | - | - | - | - | STR | - | - | - | - | - | EVAPORATOR 15A
4372 | HV | NH3 | STOP VALVE | - | - | - | - | - | - | STR | - | - | - | - | - | EVAPORATOR 15A
4373 | CV | NH3 | CONDENSATE TRAP | - | - | - | [8 empty] | - | EVAPORATOR 15A | bar: - to -
4374 | HV | NH3 | STOP VALVE | - | - | - | - | - | - | ANG | - | - | - | - | - | EVAPORATOR 15A
4375 | HV | NH3 | STOP VALVE | - | - | - | - | - | - | STR | - | - | - | - | - | EVAPORATOR 15A
4376 | HV | NH3 | STOP VALVE | - | - | - | - | - | - | STR | - | - | - | - | - | EVAPORATOR 16A
4377 | STR | NH3 | STRAINER | - | - | - | [8 empty] | - | EVAPORATOR 16A | bar: - to -
4378 | HV | NH3 | STOP VALVE | - | - | - | - | - | - | ANG | - | - | - | - | - | EVAPORATOR 16A
4379 | SOV | NH3 | SOLENOID VALVE | - | - | - | [8 empty] | - | EVAPORATOR 16A | bar: - to -
4380 | HV | NH3 | STOP VALVE | - | - | - | - | - | - | STR | - | - | - | - | - | EVAPORATOR 16A
4381 | HV | NH3 | STOP VALVE | - | - | - | - | - | - | STR | - | - | - | - | - | EVAPORATOR 16A
4382 | CV | NH3 | CONDENSATE TRAP | - | - | - | [8 empty] | - | EVAPORATOR 16A | bar: - to -
4383 | HV | NH3 | STOP VALVE | - | - | - | - | - | - | ANG | - | - | - | - | - | EVAPORATOR 16A
4384 | HV | NH3 | STOP VALVE | - | - | - | - | - | - | STR | - | - | - | - | - | EVAPORATOR 16A
4385 | HV | NH3 | STOP VALVE | 3/4" | DANFOSS | ICF 20-6-1RA | - | - | - | STR | - | - | - | - | - | EVAPORATOR 16A
4386 | STR | NH3 | STRAINER | 3/4" | DANFOSS | ICF 20-6-1RA | [8 empty] | - | EVAPORATOR 16A | bar: - to -
4387 | SOL | NH3 | SOLENOID VALVE | 3/4" | DANFOSS | ICF 20-6-1RA | [8 empty] | - | EVAPORATOR 16A | bar: - to -
4388 | HV | NH3 | STOP VALVE | 1/4" | DANFOSS | ICF 20-6-1RA | - | - | - | ANG | - | - | - | - | - | EVAPORATOR 16A
4389 | HV | NH3 | HAND REGULATING VALVE | 3/4" | DANFOSS | ICF 20-6-1RA | [8 empty] | - | EVAPORATOR 16A | bar: - to -
4390 | HV | NH3 | STOP VALVE | 3/4" | DANFOSS | ICF 20-6-1RA | [8 empty] | - | EVAPORATOR 16A | bar: - to -
4391 | HV | NH3 | STOP VALVE | 1 1/2" | DANFOSS | ICF 50-4-42S32-STD | - | - | - | STR | - | - | - | - | - | EVAPORATOR 16A
4392 | STR | NH3 | STRAINER | 1 1/2" | DANFOSS | ICF 50-4-42S32-STD | [8 empty] | - | EVAPORATOR 16A | bar: - to -
4393 | REG | NH3 | BACK PRESSURE REGULATOR | 1 1/2" | DANFOSS | ICF 50-4-42S32-STD | [8 empty] | - | EVAPORATOR 16A | bar: - to -
4394 | HV | NH3 | STOP VALVE | 1/4" | DANFOSS | ICF 50-4-42S32-STD | - | - | - | ANG | - | - | - | - | - | EVAPORATOR 16A
4395 | HV | NH3 | STOP VALVE | 1 1/2" | DANFOSS | ICF 50-4-42S32-STD | - | - | - | STR | - | - | - | - | - | EVAPORATOR 16A
|  |  |  | - | - | - | [8 empty] | - | bar: - to -; NPT to -
|  |  |  | - | - | - | [8 empty] | - | bar: - to -; NPT to -
|  |  |  | - | - | - | [8 empty] | - | bar: - to -; NPT to -
|  |  |  | - | - | - | [8 empty] | - | bar: - to -; NPT to -
4400 | HV | NH3 | STOP VALVE | 4" | HANSEN | GW402H | - | - | - | STR | - | BW | - | - | - | CT-6A
4401 | HV | NH3 | STOP VALVE | 3/4" | HANSEN | GSB076H | - | - | - | STR | - | SW | - | - | - | CT-6A
4402 | HV | NH3 | STOP VALVE | 2 1/2" | HANSEN | GW251H | - | - | - | STR | - | BW | - | - | - | CT-6A
4403 | HV | NH3 | STOP VALVE | 1/4" | HANSEN | HGV1 | - | - | - | ANG | - | THD | - | - | - | CT-6A
4404 | CK | NH3 | CHECK VALVE | 3/4" | DANFOSS | CHV-X-20 | 148B6602 | - | - | STR | - | SW | - | - | - | CT-6A
4405 | HV | NH3 | STOP VALVE | 1/2" | HANSEN | GSB051H | - | - | - | STR | - | SW | - | - | - | CT-6A
4406 | HV | NH3 | STOP VALVE | 3/4" | HANSEN | GSB076H | - | - | - | STR | - | SW | - | - | - | CT-6A
4407 | HV | NH3 | STOP VALVE | 3/4" | HANSEN | GSB076H | - | - | - | STR | - | SW | - | - | - | CT-6A
4408 | STR | NH3 | STRAINER | 1/2" | HANSEN | ST050 | - | - | - | STR | - | - | - | - | - | CT-6A
4409 | HV | NH3 | STOP VALVE | 1/4" | HANSEN | HGV1 | - | - | - | ANG | - | THD | - | - | - | CT-6A
4410 | SOL | NH3 | SOLENOID VALVE | 1/2" | HANSEN | HS8A | [8 empty] | - | CT-6A | bar: - to -; NPT to -
4411 | HV | NH3 | STOP VALVE | 3/4" | HANSEN | GSB076H | - | - | - | STR | - | SW | - | - | - | CT-6A
4412 | HV | NH3 | STOP VALVE | 4" | HANSEN | GW402H | - | - | - | STR | - | BW | - | - | - | CT-6A
4413 | HV | NH3 | STOP VALVE | 3/4" | HANSEN | GSB076H | - | - | - | STR | - | SW | - | - | - | CT-6A
4414 | HV | NH3 | STOP VALVE | 2 1/2" | HANSEN | GW251H | - | - | - | STR | - | BW | - | - | - | CT-6A
4415 | HV | NH3 | STOP VALVE | 1/4" | HANSEN | HGV1 | - | - | - | ANG | - | THD | - | - | - | CT-6A
4416 | CK | NH3 | CHECK VALVE | 3/4" | DANFOSS | CHV-X-20 | 148B6602 | - | - | STR | - | SW | - | - | - | CT-6A
4417 | HV | NH3 | STOP VALVE | 1/2" | HANSEN | GSB051H | - | - | - | STR | - | SW | - | - | - | CT-6A
4418 | HV | NH3 | STOP VALVE | 3/4" | HANSEN | GSB076H | - | - | - | STR | - | SW | - | - | - | CT-6A
4419 | HV | NH3 | STOP VALVE | 3/4" | HANSEN | GSB076H | - | - | - | STR | - | SW | - | - | - | CT-6A
4420 | STR | NH3 | STRAINER | 1/2" | HANSEN | ST050 | - | - | - | STR | - | - | - | - | - | CT-6A
4421 | HV | NH3 | STOP VALVE | 1/4" | HANSEN | HGV1 | - | - | - | ANG | - | THD | - | - | - | CT-6A
4422 | SOL | NH3 | SOLENOID VALVE | 1/2" | HANSEN | HS8A | [8 empty] | - | CT-6A | bar: - to -; NPT to -
4423 | HV | NH3 | STOP VALVE | 3/4" | HANSEN | GSB076H | - | - | - | STR | - | SW | - | - | - | CT-6A
4424 | HV | NH3 | STOP VALVE | 4" | HANSEN | GW402H | - | - | - | STR | - | BW | - | - | - | CT-6B
4425 | HV | NH3 | STOP VALVE | 3/4" | HANSEN | GSB076H | - | - | - | STR | - | SW | - | - | - | CT-6B
4426 | HV | NH3 | STOP VALVE | 2 1/2" | HANSEN | GW251H | - | - | - | STR | - | BW | - | - | - | CT-6B
4427 | HV | NH3 | STOP VALVE | 1/4" | HANSEN | HGV1 | - | - | - | ANG | - | THD | - | - | - | CT-6B
4428 | CK | NH3 | CHECK VALVE | 3/4" | DANFOSS | CHV-X-20 | 148B6602 | - | - | STR | - | SW | - | - | - | CT-6B
4429 | HV | NH3 | STOP VALVE | 1/2" | HANSEN | GSB051H | - | - | - | STR | - | SW | - | - | - | CT-6B
4430 | HV | NH3 | STOP VALVE | 3/4" | HANSEN | GSB076H | - | - | - | STR | - | SW | - | - | - | CT-6B
4431 | HV | NH3 | STOP VALVE | 3/4" | HANSEN | GSB076H | - | - | - | STR | - | SW | - | - | - | CT-6B
4432 | STR | NH3 | STRAINER | 1/2" | HANSEN | ST050 | - | - | - | STR | - | - | - | - | - | CT-6B
4433 | HV | NH3 | STOP VALVE | 1/4" | HANSEN | HGV1 | - | - | - | ANG | - | THD | - | - | - | CT-6B
4434 | SOL | NH3 | SOLENOID VALVE | 1/2" | HANSEN | HS8A | [8 empty] | - | CT-6B | bar: - to -; NPT to -
4435 | HV | NH3 | STOP VALVE | 3/4" | HANSEN | GSB076H | - | - | - | STR | - | SW | - | - | - | CT-6B
4436 | HV | NH3 | STOP VALVE | 4" | HANSEN | GW402H | - | - | - | STR | - | BW | - | - | - | CT-6B
4437 | HV | NH3 | STOP VALVE | 3/4" | HANSEN | GSB076H | - | - | - | STR | - | SW | - | - | - | CT-6B
4438 | HV | NH3 | STOP VALVE | 2 1/2" | HANSEN | GW251H | - | - | - | STR | - | BW | - | - | - | CT-6B
4439 | HV | NH3 | STOP VALVE | 1/4" | HANSEN | HGV1 | - | - | - | ANG | - | THD | - | - | - | CT-6B
4440 | CK | NH3 | CHECK VALVE | 3/4" | DANFOSS | CHV-X-20 | 148B6602 | - | - | STR | - | SW | - | - | - | CT-6B
4441 | HV | NH3 | STOP VALVE | 1/2" | HANSEN | GSB051H | - | - | - | STR | - | SW | - | - | - | CT-6B
4442 | HV | NH3 | STOP VALVE | 3/4" | HANSEN | GSB076H | - | - | - | STR | - | SW | - | - | - | CT-6B
4443 | HV | NH3 | STOP VALVE | 3/4" | HANSEN | GSB076H | - | - | - | STR | - | SW | - | - | - | CT-6B
4444 | STR | NH3 | STRAINER | 1/2" | HANSEN | ST050 | - | - | - | STR | - | - | - | - | - | CT-6B
4445 | HV | NH3 | STOP VALVE | 1/4" | HANSEN | HGV1 | - | - | - | ANG | - | THD | - | - | - | CT-6B
4446 | SOL | NH3 | SOLENOID VALVE | 1/2" | HANSEN | HS8A | [8 empty] | - | CT-6B | bar: - to -; NPT to -
4447 | HV | NH3 | STOP VALVE | 3/4" | HANSEN | GSB076H | - | - | - | STR | - | SW | - | - | - | CT-6B
|  |  |  | - | - | - | [8 empty] | - | bar: - to -; NPT to -
4450 | HV | NH3 | STOP VALVE | 8" | HANSEN | GW800H | - | - | - | STR | - | BW | - | - | - | HTRS MAIN
4451 | HV | NH3 | STOP VALVE | 2" | HANSEN | GS200H | - | - | - | STR | - | SW | - | - | - | HPL MAIN
4452 | HV | NH3 | STOP VALVE | 2" | HANSEN | GS200H | - | - | - | STR | - | SW | - | - | - | HGD MAIN
|  |  |  | - | - | - | [8 empty] | - | bar: - to -; NPT to -
4453 | HV | NH3 | STOP VALVE | 1" | HANSEN | GS101C | - | - | - | STR | - | SW | - | - | - | HE-1
4454 | STR | NH3 | STRAINER | 1" | HANSEN | ST100 | - | - | - | STR | - | - | - | - | - | HE-1
4455 | SOL | NH3 | SOLENOID VALVE | 1" | HANSEN | HS4A | [8 empty] | - | HE-1 | bar: - to -; NPT to -
4456 | HV | NH3 | STOP VALVE | 1/4" | HANSEN | HGV1 | - | - | - | ANG | - | THD | - | - | - | HE-1
4457 | CK | NH3 | CHECK VALVE | 1" | HANSEN | HCK4A-3 | - | - | - | STR | - | SW | - | - | - | HE-1
4458 | HV | NH3 | HAND REGULATING VALVE | 1" | HANSEN | RSB101C | - | - | - | STR | - | SW | - | - | - | HE-1
4459 | HV | NH3 | STOP VALVE | 1" | HANSEN | GS101C | - | - | - | STR | - | SW | - | - | - | HE-1
4460 | HV | NH3 | STOP VALVE | 1/4" | HANSEN | HGV1 | - | - | - | ANG | - | THD | - | - | - | HE-1
4461 | HV | NH3 | STOP VALVE | 2" | HANSEN | GS200C | - | - | - | STR | - | SW | - | - | - | HE-1
4462 | STR | NH3 | STRAINER | 1" | HANSEN | ST100 | - | - | - | STR | - | SW | - | - | - | HE-1
4463 | REG | NH3 | DUAL BACK PRESSURE REGULATOR | 1" | HANSEN | HA4AD | [8 empty] | - | HE-1 | bar: - to -; NPT to -
4464 | HV | NH3 | STOP VALVE | 1/4" | HANSEN | HGV1 | - | - | - | ANG | - | THD | - | - | - | HE-1
4465 | HV | NH3 | STOP VALVE | 2" | HANSEN | GS200C | - | - | - | STR | - | SW | - | - | - | HE-1
4466 | HV | NH3 | STOP VALVE | 3/4" | HANSEN | GSB076C | - | - | - | STR | - | SW | - | - | - | HE-1
4467 | STR | NH3 | STRAINER | 3/4" | HANSEN | ST100 | - | - | - | STR | - | SW | - | - | - | HE-1
4468 | SOL | NH3 | SOLENOID VALVE | 3/4" | HANSEN | HS7 | [8 empty] | - | HE-1 | bar: - to -; NPT to -
4469 | HV | NH3 | STOP VALVE | 1/4" | HANSEN | HGV1 | - | - | - | ANG | - | THD | - | - | - | HE-1
4470 | HV | NH3 | STOP VALVE | 3/4" | HANSEN | ASB075C | - | - | - | ANG | - | SW | - | - | - | HE-1
4471 | HV | NH3 | STOP VALVE | 1 1/4" | HANSEN | GSB126H | - | - | - | STR | - | SW | - | - | - | HE-1
4472 | HV | NH3 | STOP VALVE | 1 1/4" | HANSEN | GSB126H | - | - | - | STR | - | SW | - | - | - | HE-1
4473 | LT | NH3 | LEVEL TRANSDUCER | - | DANFOSS | AKS-4100 | [8 empty] | - | HE-1 | bar: - to -; NPT to -
4474 | FS | NH3 | FLOAT SWITCH | - | R/S | - | [8 empty] | - | HE-1 | bar: - to -; NPT to -
4475 | HV | NH3 | STOP VALVE | 1" | HANSEN | GS101C | - | - | - | STR | - | SW | - | - | - | HE-1
4476 | HV | NH3 | OIL DRAIN VALVE | 1" | - | - | - | - | - | STR | - | THD | - | - | - | HE-1
4477 | HV | NH3 | STOP VALVE | 1" | HANSEN | GS101C | - | - | - | STR | - | SW | - | - | - | HE-1
4478 | HV | NH3 | OIL DRAIN VALVE | 1" | - | - | - | - | - | STR | - | THD | - | - | - | HE-1
4479 | RV | NH3 | RELIEF MANIFOLD | 3/4" | HANSEN | H8022A | [8 empty] | - | HE-1 | bar: - to -; NPT to -
4480 | RV | NH3 | RELIEF VALVE | 3/4" X 1" | HANSEN | H5632R, 250# | [8 empty] | - | HE-1 | bar: - to -; NPT to -
4481 | RV | NH3 | RELIEF VALVE | 3/4" X 1" | HANSEN | H5632R, 250# | [8 empty] | - | HE-1 | bar: - to -; NPT to -
|  |  |  | - | - | - | [8 empty] | - | bar: - to -; NPT to -
4482 | HV | NH3 | STOP VALVE | 1" | HANSEN | GS101C | - | - | - | STR | - | SW | - | - | - | HE-2
4483 | STR | NH3 | STRAINER | 1" | HANSEN | ST100 | - | - | - | STR | - | - | - | - | - | HE-2
4484 | SOL | NH3 | SOLENOID VALVE | 1" | HANSEN | HS4A | [8 empty] | - | HE-2 | bar: - to -; NPT to -
4485 | HV | NH3 | STOP VALVE | 1/4" | HANSEN | HGV1 | - | - | - | ANG | - | THD | - | - | - | HE-2
4486 | CK | NH3 | CHECK VALVE | 1" | HANSEN | HCK4A-3 | - | - | - | STR | - | SW | - | - | - | HE-2
4487 | HV | NH3 | HAND REGULATING VALVE | 1" | HANSEN | RSB101C | - | - | - | STR | - | SW | - | - | - | HE-2
4488 | HV | NH3 | STOP VALVE | 1" | HANSEN | GS101C | - | - | - | STR | - | SW | - | - | - | HE-2
4489 | HV | NH3 | STOP VALVE | 1/4" | HANSEN | HGV1 | - | - | - | ANG | - | THD | - | - | - | HE-2
4490 | HV | NH3 | STOP VALVE | 2" | HANSEN | GS200C | - | - | - | STR | - | SW | - | - | - | HE-2
4491 | STR | NH3 | STRAINER | 1" | HANSEN | ST100 | - | - | - | STR | - | SW | - | - | - | HE-2
4492 | REG | NH3 | DUAL BACK PRESSURE REGULATOR | 1" | HANSEN | HA4AD | [8 empty] | - | HE-2 | bar: - to -; NPT to -
4493 | HV | NH3 | STOP VALVE | 1/4" | HANSEN | HGV1 | - | - | - | ANG | - | THD | - | - | - | HE-2
4494 | HV | NH3 | STOP VALVE | 2" | HANSEN | GS200C | - | - | - | STR | - | SW | - | - | - | HE-2
4495 | HV | NH3 | STOP VALVE | 3/4" | HANSEN | GSB076C | - | - | - | STR | - | SW | - | - | - | HE-2
4496 | STR | NH3 | STRAINER | 3/4" | HANSEN | ST100 | - | - | - | STR | - | SW | - | - | - | HE-2
4497 | SOL | NH3 | SOLENOID VALVE | 3/4" | HANSEN | HS7 | [8 empty] | - | HE-2 | bar: - to -; NPT to -
4498 | HV | NH3 | STOP VALVE | 1/4" | HANSEN | HGV1 | - | - | - | ANG | - | THD | - | - | - | HE-2
4499 | HV | NH3 | STOP VALVE | 3/4" | HANSEN | ASB075C | - | - | - | ANG | - | SW | - | - | - | HE-2
4500 | HV | NH3 | STOP VALVE | 1 1/4" | HANSEN | GSB126H | - | - | - | STR | - | SW | - | - | - | HE-2
4501 | HV | NH3 | STOP VALVE | 1 1/4" | HANSEN | GSB126H | - | - | - | STR | - | SW | - | - | - | HE-2
4502 | LT | NH3 | LEVEL TRANSDUCER | - | DANFOSS | AKS-4100 | [8 empty] | - | HE-2 | bar: - to -; NPT to -
4503 | FS | NH3 | FLOAT SWITCH | - | R/S | - | [8 empty] | - | HE-2 | bar: - to -; NPT to -
4504 | HV | NH3 | STOP VALVE | 1" | HANSEN | GS101C | - | - | - | STR | - | SW | - | - | - | HE-2
4505 | HV | NH3 | OIL DRAIN VALVE | 1" | - | - | - | - | - | STR | - | THD | - | - | - | HE-2
4506 | HV | NH3 | STOP VALVE | 1" | HANSEN | GS101C | - | - | - | STR | - | SW | - | - | - | HE-2
4507 | HV | NH3 | OIL DRAIN VALVE | 1" | - | - | - | - | - | STR | - | THD | - | - | - | HE-2
4508 | RV | NH3 | RELIEF MANIFOLD | 3/4" | HANSEN | H8022A | [8 empty] | - | HE-2 | bar: - to -; NPT to -
4509 | RV | NH3 | RELIEF VALVE | 3/4" X 1" | HANSEN | H5632R, 250# | [8 empty] | - | HE-2 | bar: - to -; NPT to -
4510 | RV | NH3 | RELIEF VALVE | 3/4" X 1" | HANSEN | H5632R, 250# | [8 empty] | - | HE-2 | bar: - to -; NPT to -
|  |  |  | - | - | - | [8 empty] | - | bar: - to -; NPT to -
4511 | HV | NH3 | STOP VALVE | 1" | HANSEN | GS101C | - | - | - | STR | - | SW | - | - | - | HE-3
4512 | STR | NH3 | STRAINER | 1" | HANSEN | ST100 | - | - | - | STR | - | - | - | - | - | HE-3
4513 | SOL | NH3 | SOLENOID VALVE | 1" | HANSEN | HS4A | [8 empty] | - | HE-3 | bar: - to -; NPT to -
4514 | HV | NH3 | STOP VALVE | 1/4" | HANSEN | HGV1 | - | - | - | ANG | - | THD | - | - | - | HE-3
4515 | CK | NH3 | CHECK VALVE | 1" | HANSEN | HCK4A-3 | - | - | - | STR | - | SW | - | - | - | HE-3
4516 | HV | NH3 | HAND REGULATING VALVE | 1" | HANSEN | RSB101C | - | - | - | STR | - | SW | - | - | - | HE-3
4517 | HV | NH3 | STOP VALVE | 1" | HANSEN | GS101C | - | - | - | STR | - | SW | - | - | - | HE-3
4518 | HV | NH3 | STOP VALVE | 1/4" | HANSEN | HGV1 | - | - | - | ANG | - | THD | - | - | - | HE-3
4519 | HV | NH3 | STOP VALVE | 2" | HANSEN | GS200C | - | - | - | STR | - | SW | - | - | - | HE-3
4520 | STR | NH3 | STRAINER | 1" | HANSEN | ST100 | - | - | - | STR | - | SW | - | - | - | HE-3
4521 | REG | NH3 | DUAL BACK PRESSURE REGULATOR | 3/4" | HANSEN | HA4AD | [8 empty] | - | HE-3 | bar: - to -; NPT to -
4522 | HV | NH3 | STOP VALVE | 1/4" | HANSEN | HGV1 | - | - | - | ANG | - | THD | - | - | - | HE-3
4523 | HV | NH3 | STOP VALVE | 2" | HANSEN | GS200C | - | - | - | STR | - | SW | - | - | - | HE-3
4524 | HV | NH3 | STOP VALVE | 3/4" | HANSEN | GSB076C | - | - | - | STR | - | SW | - | - | - | HE-3
4525 | STR | NH3 | STRAINER | 3/4" | HANSEN | ST100 | - | - | - | STR | - | SW | - | - | - | HE-3
4526 | SOL | NH3 | SOLENOID VALVE | 3/4" | HANSEN | HS7 | [8 empty] | - | HE-3 | bar: - to -; NPT to -
4527 | HV | NH3 | STOP VALVE | 1/4" | HANSEN | HGV1 | - | - | - | ANG | - | THD | - | - | - | HE-3
4528 | HV | NH3 | STOP VALVE | 3/4" | HANSEN | ASB075C | - | - | - | ANG | - | SW | - | - | - | HE-3
4529 | HV | NH3 | STOP VALVE | 1 1/4" | HANSEN | GSB126H | - | - | - | STR | - | SW | - | - | - | HE-3
4530 | HV | NH3 | STOP VALVE | 1 1/4" | HANSEN | GSB126H | - | - | - | STR | - | SW | - | - | - | HE-3
4531 | LT | NH3 | LEVEL TRANSDUCER | - | DANFOSS | AKS-4100 | [8 empty] | - | HE-3 | bar: - to -; NPT to -
4532 | FS | NH3 | FLOAT SWITCH | - | R/S | - | [8 empty] | - | HE-3 | bar: - to -; NPT to -
4533 | HV | NH3 | STOP VALVE | 1" | HANSEN | GS101C | - | - | - | STR | - | SW | - | - | - | HE-3
4534 | HV | NH3 | OIL DRAIN VALVE | 1" | - | - | - | - | - | STR | - | THD | - | - | - | HE-3
4535 | HV | NH3 | STOP VALVE | 1" | HANSEN | GS101C | - | - | - | STR | - | SW | - | - | - | HE-3
4536 | HV | NH3 | OIL DRAIN VALVE | 1" | - | - | - | - | - | STR | - | THD | - | - | - | HE-3
4537 | RV | NH3 | RELIEF MANIFOLD | 3/4" | HANSEN | H8022A | [8 empty] | - | HE-3 | bar: - to -; NPT to -
4538 | RV | NH3 | RELIEF VALVE | 3/4" X 1" | HANSEN | H5632R, 250# | [8 empty] | - | HE-3 | bar: - to -; NPT to -
4539 | RV | NH3 | RELIEF VALVE | 3/4" X 1" | HANSEN | H5632R, 250# | [8 empty] | - | HE-3 | bar: - to -; NPT to -
|  |  |  | - | - | - | [8 empty] | - | bar: - to -; NPT to -
4540 | HV | NH3 | STOP VALVE | 1" | HANSEN | GS101C | - | - | - | STR | - | SW | - | - | - | HE-4
4541 | STR | NH3 | STRAINER | 1" | HANSEN | ST100 | - | - | - | STR | - | - | - | - | - | HE-4
4542 | SOL | NH3 | SOLENOID VALVE | 1" | HANSEN | HS4A | [8 empty] | - | HE-4 | bar: - to -; NPT to -
4543 | HV | NH3 | STOP VALVE | 1/4" | HANSEN | HGV1 | - | - | - | ANG | - | THD | - | - | - | HE-4
4544 | CK | NH3 | CHECK VALVE | 1" | HANSEN | HCK4A-3 | - | - | - | STR | - | SW | - | - | - | HE-4
4545 | HV | NH3 | HAND REGULATING VALVE | 1" | HANSEN | RSB101C | - | - | - | STR | - | SW | - | - | - | HE-4
4546 | HV | NH3 | STOP VALVE | 1" | HANSEN | GS101C | - | - | - | STR | - | SW | - | - | - | HE-4
4547 | HV | NH3 | STOP VALVE | 1/4" | HANSEN | HGV1 | - | - | - | ANG | - | THD | - | - | - | HE-4
4548 | HV | NH3 | STOP VALVE | 2" | HANSEN | GS200C | - | - | - | STR | - | SW | - | - | - | HE-4
4549 | STR | NH3 | STRAINER | 1" | HANSEN | ST100 | - | - | - | STR | - | SW | - | - | - | HE-4
4550 | REG | NH3 | DUAL BACK PRESSURE REGULATOR | 1" | HANSEN | HA4AD | [8 empty] | - | HE-4 | bar: - to -; NPT to -
4551 | HV | NH3 | STOP VALVE | 1/4" | HANSEN | HGV1 | - | - | - | ANG | - | THD | - | - | - | HE-4
4552 | HV | NH3 | STOP VALVE | 2" | HANSEN | GS200C | - | - | - | STR | - | SW | - | - | - | HE-4
4553 | HV | NH3 | STOP VALVE | 3/4" | HANSEN | GSB076C | - | - | - | STR | - | SW | - | - | - | HE-4
4554 | STR | NH3 | STRAINER | 3/4" | HANSEN | ST100 | - | - | - | STR | - | SW | - | - | - | HE-4
4555 | SOL | NH3 | SOLENOID VALVE | 3/4" | HANSEN | HS7 | [8 empty] | - | HE-4 | bar: - to -; NPT to -
4556 | HV | NH3 | STOP VALVE | 1/4" | HANSEN | HGV1 | - | - | - | ANG | - | THD | - | - | - | HE-4
4557 | HV | NH3 | STOP VALVE | 3/4" | HANSEN | ASB075C | - | - | - | ANG | - | SW | - | - | - | HE-4
4558 | HV | NH3 | STOP VALVE | 1 1/4" | HANSEN | GSB126H | - | - | - | STR | - | SW | - | - | - | HE-4
4559 | HV | NH3 | STOP VALVE | 1 1/4" | HANSEN | GSB126H | - | - | - | STR | - | SW | - | - | - | HE-4
4560 | LT | NH3 | LEVEL TRANSDUCER | - | DANFOSS | AKS-4100 | [8 empty] | - | HE-4 | bar: - to -; NPT to -
4561 | FS | NH3 | FLOAT SWITCH | - | R/S | - | [8 empty] | - | HE-4 | bar: - to -; NPT to -
4562 | HV | NH3 | STOP VALVE | 1" | HANSEN | GS101C | - | - | - | STR | - | SW | - | - | - | HE-4
4563 | HV | NH3 | OIL DRAIN VALVE | 1" | - | - | - | - | - | STR | - | THD | - | - | - | HE-4
4564 | HV | NH3 | STOP VALVE | 1" | HANSEN | GS101C | - | - | - | STR | - | SW | - | - | - | HE-4
4565 | HV | NH3 | OIL DRAIN VALVE | 1" | - | - | - | - | - | STR | - | THD | - | - | - | HE-4
4566 | RV | NH3 | RELIEF MANIFOLD | 3/4" | HANSEN | H8022A | [8 empty] | - | HE-4 | bar: - to -; NPT to -
4567 | RV | NH3 | RELIEF VALVE | 3/4" X 1" | HANSEN | H5632R, 250# | [8 empty] | - | HE-4 | bar: - to -; NPT to -
4568 | RV | NH3 | RELIEF VALVE | 3/4" X 1" | HANSEN | H5632R, 250# | [8 empty] | - | HE-4 | bar: - to -; NPT to -
|  |  |  | - | - | - | [8 empty] | - | bar: - to -; NPT to -
4569 | HV | NH3 | STOP VALVE | 1" | HANSEN | GS101C | - | - | - | STR | - | SW | - | - | - | HE-4
4570 | STR | NH3 | STRAINER | 1" | HANSEN | ST100 | - | - | - | STR | - | - | - | - | - | HE-4
4571 | SOL | NH3 | SOLENOID VALVE | 1" | HANSEN | HS4A | [8 empty] | - | HE-4 | bar: - to -; NPT to -
4572 | HV | NH3 | STOP VALVE | 1/4" | HANSEN | HGV1 | - | - | - | ANG | - | THD | - | - | - | HE-4
4573 | CK | NH3 | CHECK VALVE | 1" | HANSEN | HCK4A-3 | - | - | - | STR | - | SW | - | - | - | HE-4
4574 | HV | NH3 | HAND REGULATING VALVE | 1" | HANSEN | RSB101C | - | - | - | STR | - | SW | - | - | - | HE-4
4575 | HV | NH3 | STOP VALVE | 1" | HANSEN | GS101C | - | - | - | STR | - | SW | - | - | - | HE-4
4576 | HV | NH3 | STOP VALVE | 1/4" | HANSEN | HGV1 | - | - | - | ANG | - | THD | - | - | - | HE-4
4577 | HV | NH3 | STOP VALVE | 2" | HANSEN | GS200C | - | - | - | STR | - | SW | - | - | - | HE-4
4578 | STR | NH3 | STRAINER | 1" | HANSEN | ST100 | - | - | - | STR | - | SW | - | - | - | HE-4
4579 | REG | NH3 | DUAL BACK PRESSURE REGULATOR | 1" | HANSEN | HA4AD | [8 empty] | - | HE-4 | bar: - to -; NPT to -
4580 | HV | NH3 | STOP VALVE | 1/4" | HANSEN | HGV1 | - | - | - | ANG | - | THD | - | - | - | HE-4
4581 | HV | NH3 | STOP VALVE | 2" | HANSEN | GS200C | - | - | - | STR | - | SW | - | - | - | HE-4
4582 | HV | NH3 | STOP VALVE | 3/4" | HANSEN | GSB076C | - | - | - | STR | - | SW | - | - | - | HE-4
4583 | STR | NH3 | STRAINER | 3/4" | HANSEN | ST100 | - | - | - | STR | - | SW | - | - | - | HE-4
4584 | SOL | NH3 | SOLENOID VALVE | 3/4" | HANSEN | HS7 | [8 empty] | - | HE-4 | bar: - to -; NPT to -
4585 | HV | NH3 | STOP VALVE | 1/4" | HANSEN | HGV1 | - | - | - | ANG | - | THD | - | - | - | HE-4
4586 | HV | NH3 | STOP VALVE | 3/4" | HANSEN | ASB075C | - | - | - | ANG | - | SW | - | - | - | HE-4
4587 | HV | NH3 | STOP VALVE | 1 1/4" | HANSEN | GSB126H | - | - | - | STR | - | SW | - | - | - | HE-4
4588 | HV | NH3 | STOP VALVE | 1 1/4" | HANSEN | GSB126H | - | - | - | STR | - | SW | - | - | - | HE-4
4589 | LT | NH3 | LEVEL TRANSDUCER | - | DANFOSS | AKS-4100 | [8 empty] | - | HE-4 | bar: - to -; NPT to -
4590 | FS | NH3 | FLOAT SWITCH | - | R/S | - | [8 empty] | - | HE-4 | bar: - to -; NPT to -
4591 | HV | NH3 | STOP VALVE | 1" | HANSEN | GS101C | - | - | - | STR | - | SW | - | - | - | HE-4
4592 | HV | NH3 | OIL DRAIN VALVE | 1" | - | - | - | - | - | STR | - | THD | - | - | - | HE-4
4593 | HV | NH3 | STOP VALVE | 1" | HANSEN | GS101C | - | - | - | STR | - | SW | - | - | - | HE-4
4594 | HV | NH3 | OIL DRAIN VALVE | 1" | - | - | - | - | - | STR | - | THD | - | - | - | HE-4
4595 | RV | NH3 | RELIEF MANIFOLD | 3/4" | HANSEN | H8022A | [8 empty] | - | HE-4 | bar: - to -; NPT to -
4596 | RV | NH3 | RELIEF VALVE | 3/4" X 1" | HANSEN | H5632R, 250# | [8 empty] | - | HE-4 | bar: - to -; NPT to -
4597 | RV | NH3 | RELIEF VALVE | 3/4" X 1" | HANSEN | H5632R, 250# | [8 empty] | - | HE-4 | bar: - to -; NPT to -
|  |  |  | - | - | - | [8 empty] | - | bar: - to -; NPT to -
|  |  |  | - | - | - | [8 empty] | - | bar: - to -; NPT to -
|  |  |  | - | - | - | [8 empty] | - | bar: - to -; NPT to -
|  |  |  | - | - | - | [8 empty] | - | bar: - to -; NPT to -
|  |  |  | - | - | - | [8 empty] | - | bar: - to -; NPT to -
|  |  |  | - | - | - | [8 empty] | - | bar: - to -; NPT to -
|  |  |  | - | - | - | [8 empty] | - | bar: - to -; NPT to -
|  |  |  | - | - | - | [8 empty] | - | bar: - to -; NPT to -
|  |  |  | - | - | - | [8 empty] | - | bar: - to -; NPT to -
|  |  |  | - | - | - | [8 empty] | - | bar: - to -; NPT to -
|  |  |  | - | - | - | [8 empty] | - | bar: - to -; NPT to -
|  |  |  | - | - | - | [8 empty] | - | bar: - to -; NPT to -
|  |  |  | - | - | - | [8 empty] | - | bar: - to -; NPT to -
|  |  |  | - | - | - | [8 empty] | - | bar: - to -; NPT to -
|  |  |  | - | - | - | [8 empty] | - | bar: - to -; NPT to -
|  |  |  | - | - | - | [8 empty] | - | bar: - to -; NPT to -
|  |  |  | - | - | - | [8 empty] | - | bar: - to -; NPT to -

## Valve Type Directory
2-STEP SOLENOID VALVE | SOV
AIR VENT | AV
BACK PRESSURE REGULATOR | CV
BACK PRESSURE REGULATOR W/ ELEC CUTOFF | CV
BACK PRESSURE REGULATOR W/ ELEC WIDE OPEN | CV
BALL VALVE | HV
BLANK COVER | -
BUTTERFLY VALVE | HV
CHECK VALVE | CK
CIRCUIT SETTER | CV
CONDENSATE TRAP | CV
DUAL BACK PRESSURE REGULATOR | CV
FLOAT EXPANSION VALVE | FV
FLOAT SWITCH | FS
FLOAT VALVE | FV
FLOW INDICATOR | FI
FLOW SWITCH | FS
FLOW TRANSDUCER | FT
GAS POWERED SOLENOID VALVE | CV
HAND REGULATING VALVE | HEV
ICF | ICF
INLINE AIR SEPERATOR | AS
LEVEL SWITCH | LS
LEVEL TRANSDUCER | LT
MANUAL OPENING STEM | CV
MOTORIZED BACK PRESSURE REGULATOR | CV
MOTORIZED CONTROL VALVE | MCV
MVP | MVP
NEEDLE VALVE | HV
OIL DRAIN VALVE TRAIN | HV
OUTLET PRESSURE REGULATOR | CV
OUTLET PRESSURE REGULATOR W/ELEC SHUTOFF | CV
OUTLET PRESSURE REGULATOR W/ELEC WIDE OPEN | CV
PRESSURE INDICATOR | PI
PRESSURE SWITCH | PS
PRESSURE TRANSDUCER | PT
QUICK CLAMP VALVE | HV
RELIEF MANIFOLD | RM
RELIEF VALVE | RV
SIGHT GLASS | SG
SOLENOID VALVE | SOV
SOLENOID W/MANUAL OPENING FTR | SOV
STOP VALVE | HV
STOP-CHECK HAND EXPANSION VALVE | SCHX
STOP-CHECK VALVE | HV
STRAINER | STR
SUCTION DIFFUSER | CV
TEMP SWITCH | TS
TEMP TRANSDUCER | TT
TRIPLE DUTY VALVE | CV
VIBRATION SWITCH | VS
TEMP/HUMIDITY SENSOR | THS
WATER SENSOR | WS

## Scratch Pad
VALVE | FUNCTIONAL | WORKING | VALVE | CONNECTION | VALVE | MODEL | PART NUMBER | SETTING | FAIL | PATTERN | PORT | CONNECTION | CONTROL | CONTROL | POWER | NOTES
NUMBER | DESCRIPTION | FLUID | DESCRIPTION | SIZE | MANUFACTURER | NUMBER |  |  | POSITION |  | SIZE | DESCRIPTION | VOLTAGE | SIGNAL | VOLTAGE
- | HV | NH3 | BALL VALVE | 1" | - | BW100L-LT | - | - | - | STR | 1" | - | - | - | - | PROVIDED BY ANHYDRATOR MANUFACTURER
- | HV | GLYCOL | BALL VALVE | 1/2" | APOLLO | 32-103 | - | - | - | STR | 1/2" | FPT x FPT | - | - | -
- | HV | WATER | BALL VALVE | 2" | APOLLO | 32-108 | - | - | - | - | 2" | FPT | - | - | -
- | HV | GLYCOL | BALL VALVE | 3/4" | APOLLO | 70-104-01 | - | - | - | STR | 3/4" | FPT | - | - | -
- | HV | GLYCOL | BALL VALVE | 3/4" X 3/4" | APOLLO | 70-104-HC | - | - | - | STR | 3/4" | NPT X NPSH | - | - | -
- | HV | WATER | BALL VALVE | 2" | APOLLO | 70-108-01 | - | - | - | STR | 2" | FPT | - | - | -
- | HV | GLYCOL | BALL VALVE | 1/2" | APOLLO | 82-103-01 | - | - | - | STR | 1/2" | FPT | - | - | -
- | HV | WATER | BALL VALVE | 2" | APOLLO | 82-108-10 | - | - | - | STR | 2" | FPT | - | - | -
- | HV | WATER | BALL VALVE | 2" | APOLLO | 82-109-10 | - | - | - | STR | 2" | FPT | - | - | -
- | HV | GLYCOL | BUTTERFLY VALVE | 3" | APOLLO | LC149-03-1 | - | - | - | STR | 3" | LUG MOUNT | - | - | - | 10 POSITION OPERATOR
- | HV | WATER | BUTTERFLY VALVE | 3" | APOLLO | LD141-03-BE-11 | - | - | - | STR | 3" | LUG MOUNT | - | - | -
- | HV | GLYCOL | BUTTERFLY VALVE | 6" | APOLLO | LD141-06-BE-11 | - | - | - | STR | 6" | LUG MOUNT | - | - | -
- | HV | GLYCOL | BUTTERFLY VALVE | 10" | APOLLO | LD141-10-BE-12 | - | - | - | STR | 10" | LUG MOUNT | - | - | - | GEAR OPERATOR
- | HV | GLYCOL | BUTTERFLY VALVE | 12" | APOLLO | LD141-12-BE-15 | - | - | - | STR | 12" | LUG MOUNT | - | - | -
- | HV | GLYCOL | BUTTERFLY VALVE | 14" | APOLLO | LD141-14-BE-15 | - | - | - | STR | 14" | LUG MOUNT | - | - | -
- | HV | GLYCOL | BUTTERFLY VALVE | 6" | APOLLO | LD141-25-BE-11 | - | - | - | STR | 2 1/2" | LUG MOUNT | - | - | -
- | CK | WATER | CHECK VALVE | 2" | APOLLO | 61-208-01 | - | - | - | STR | 2" | MPT x FPT | - | - | -
- | CK | GLYCOL | CHECK VALVE | 6" | APOLLO | 6WC-10C-E1 | - | - | - | STR | 6" | WAFER | - | - | -
- | CK | GLYCOL | CHECK VALVE | 10" | APOLLO | 6WC10GN1LF | - | - | - | STR | 10" | WAFER | - | - | -
- | FV | NH3 | FLOAT VALVE | - | - | 300HM-GZB | - | - | - | - | - | - | - | - | - | PROVIDED BY ANHYDRATOR MANUFACTURER
- | PI | NH3 | PRESSURE INDICATOR | - | - | 8B-001 | - | - | - | - | - | - | - | - | - | PROVIDED BY ANHYDRATOR MANUFACTURER
- | RV | NH3 | RELIEF VALVE | - | - | R-4X6-250-11 | - | 250PSIG | - | ANG | - | - | - | - | - | PROVIDED BY ANHYDRATOR MANUFACTURER
- | RV | GLYCOL | RELIEF VALVE | 3/4" | APOLLO | RVW17-34 | - | 125 PSIG | - | ANG | 3/4" | FPT X MPT | - | - | -
- | STR | WATER | STRAINER | 2" | APOLLO | 59-009-06 | - | - | - | STR | 2" | FPT | - | - | - | INCLUDES BALL VALVE
- | STR | GLYCOL | STRAINER | 10" | APOLLO | YCF-10-P045-E | - | - | - | STR | 10" | FLANGED | - | - | -
- | STR | GLYCOL | STRAINER | 2 1/2" | APOLLO | YCF-25-P045-E | - | - | - | STR | 2 1/2" | LUG MOUNT | - | - | -
- | PI | NH3 | PRESSURE INDICATOR | 1/2" | ASHCROFT | 45-1009S-L02BXFF 30 in. HG VAC/300# | - | - | - | - | MNPT | - | - | - | - | 4 1/2" 30" HG-300PSIG PRESSURE GAUGE
- | PI | NH3 | PRESSURE INDICATOR | 1/2" | ASHCROFT | 45-1009S-L04BXSGR5 30 in. HG VAC/300# | - | - | - | - | MNPT | - | - | - | - | 4 1/2" 30" HG-300PSIG PRESSURE GAUGE
- | PI | GLYCOL | PRESSURE INDICATOR | 1/2" | ASHCROFT | 45-1009S-L04LXSG 100# | - | - | - | - | - | MNPT | - | - | - | 4 1/2" 0-100 PSIG PRESSURE GAUGE
- | AV | GLYCOL | AIR VENT | 3/4" X 1/2" | BELL & GOSSETT | 87 | 113021 | - | - | STR | - | MPT x FPT | - | - | -
- | CV | GLYCOL | CIRCUIT SETTER | 10" | BELL & GOSSETT | CB-10F | 117474 | - | - | STR | 10" | FLANGED | - | - | -
- | CV | GLYCOL | CIRCUIT SETTER | 2 1/2" | BELL & GOSSETT | CB-2 1/2F | 117116 | - | - | STR | 2 1/2" | FLANGED | - | - | -
- | CV | GLYCOL | CIRCUIT SETTER | 3" | BELL & GOSSETT | CB-3F | 117117 | - | - | STR | 3" | FLANGED | - | - | -
- | CV | GLYCOL | SUCTION DIFFUSER | 6" X 4" | BELL & GOSSETT | GE-3X | - | - | - | ANG | 4" | FLANGED | - | - | -
- | AS | GLYCOL | INLINE AIR SEPERATOR | 3" | BELL & GOSSETT | IAS-3 | 112100 | - | - | STR | 3" | FPT | - | - | -
- | CV | GLYCOL | SUCTION DIFFUSER | 8" X 10" | BELL & GOSSETT | JH-3X | - | - | - | ANG | 8" | FLANGED | - | - | -
- | MOV | WATER | MOTORIZED CONTROL VALVE | 1 1/2" | BRAY | SP2207-3-K-G-EL-V60/70-0061 SVH | - | - | - | STR | 1 1/2" | SOCKET WELD | - | 4-20mA | 120 VAC
- | RV | NH3 | RELIEF VALVE | 1/2" x 1/2" | CYRUS SHANK | 800 | - | 300 PSIG | - | ANG | 1/2" | MPT x FPT | - | - | - | 300PSI RELIEF VALVE
- | RV | NH3 | RELIEF VALVE | 1/2" x 3/4" | CYRUS SHANK | 801 | - | 250 PSIG | - | ANG | - | MPT X FPT | - | - | - | 250PSI RELIEF VALVE
- | RV | NH3 | RELIEF VALVE | 1/2" X 3/4 | CYRUS SHANK | 803 | - | 50 PSIG | - | ANG | - | FPT X FPT | - | - | - | -
- | RV | NH3 | RELIEF VALVE | 1/2" x 1" | CYRUS SHANK | 813 | - | 300 PSIG | - | ANG | 1/2" | FPT x FPT | - | - | - | INCLUDED WITH COMPRESSOR
- | RV | NH3 | RELIEF VALVE | 3/4" x 1 1/4" | CYRUS SHANK | 814 | - | 300 PSIG | - | ANG | 3/4" | FPT x FPT | - | - | - | INCLUDED WITH COMPRESSOR
- | RV | NH3 | RELIEF VALVE | 1/2" X 3/4" | CYRUS SHANK | 800OPQR | - | 250 PSIG | - | ANG | - | MPT x FPT | - | - | -
- | RV | NH3 | RELIEF VALVE | 1/2" X 3/4" | CYRUS SHANK | 800QR | - | 100 PSIG | - | - | - | MPT X FPT | - | - | - | PROVIDED BY VESSEL MANUFACTURER
- | RV | NH3 | RELIEF VALVE | 1/2" X 3/4" | CYRUS SHANK | 801QR | - | 250 PSIG | - | ANG | - | MPT x FPT | - | - | -
- | RV | NH3 | RELIEF VALVE | 1/2" x 3/4" | CYRUS SHANK | 803LQ | - | 75 PSIG | - | ANG | 1/2" | FPT x MPT | - | - | - | 75 PSI RELIEF VALVE
- | RM | NH3 | RELIEF MANIFOLD | 1/2" | CYRUS SHANK | 843F | - | - | - | ANG | 1/2" | FPT | - | - | - | INCLUDED WITH COMPRESSOR
- | RM | NH3 | RELIEF MANIFOLD | 3/4" | CYRUS SHANK | 844F | - | - | - | ANG | 3/4" | FPT | - | - | - | INCLUDED WITH COMPRESSOR
- | RM | NH3 | RELIEF MANIFOLD | 1/2" X 1/2" | CYRUS SHANK | 846 M | - | - | - | 3-WAY | 1/2" | FPT | - | - | -
- | RM | NH3 | RELIEF MANIFOLD | 1/2" | CYRUS SHANK | 846M | - | - | - | ANG | 1/2" | FPT X FPT | - | - | - | RELIEF VALVE MANIFOLD
- | RV | NH3 | RELIEF VALVE | 1 1/4" X 2" | CYRUS SHANK | 851-1 1/4 | - | 250 PSIG | - | - | - | MPT X FPT | - | - | - | PROVIDED BY VESSEL MANUFACTURER
- | RM | NH3 | RELIEF MANIFOLD | 2" X 1-1/4" | CYRUS SHANK | 900ME | - | - | - | 3-WAY | 11/4" | FPT X FPT | - | - | - | PROVIDED BY VESSEL MANUFACTURER
- | RM | NH3 | RELIEF MANIFOLD | 2" X 1 1/4" | CYRUS SHANK | 901M | - | - | - | 3-WAY | 1 1/4" | FPT X FPT | - | - | - | PROVIDED BY VESSEL MANUFACTURER
- | PI | NH3 | PRESSURE INDICATOR | 1/2" | DANFOSS | - | 027G9991 | - | - | - | 1/4" | MPT | - | - | - | 2 1/2" 30" HG-300PSIG PRESSURE GAUGE
- | SG | NH3 | SIGHT GLASS | - | DANFOSS | 1100-R | - | - | - | STR | - | - | - | - | -
- | FS | NH3 | FLOAT SWITCH | 1" | DANFOSS | AKS 38 | 148H3206 | - | - | STR | - | SOCKET WELD | - | - | -
- | LT | NH3 | LEVEL TRANSDUCER | 3/4" | DANFOSS | AKS 4100U | 084H4521 | - | - | STR | - | MPT | - | 4-20mA | 14-30 VDC | LEVEL TRANSDUCER
- | LT | NH3 | LEVEL TRANSDUCER | 3/4" | DANFOSS | AKS 4100U | 084H4530 | - | - | STR | - | MPT | - | 4-20mA | -
- | SOV | NH3 | SOLENOID VALVE | 3/4" | DANFOSS | EVRAT 15 | 027X0144 | - | NC | STR | 1/2" | SOCKET WELD | - | - | 110VAC
- | SOV | NH3 | SOLENOID VALVE | 1" | DANFOSS | EVRAT 20 | 027X0146 | - | NC | STR | 3/4" | SOCKET WELD | - | - | 110VAC
- | STR | NH3 | STRAINER | 4" | DANFOSS | FIA 100 | 148X0263 | - | - | STR | 4" | BUTT WELD | - | - | - | 72 MESH STRAINER
- | STR | NH3 | STRAINER | 4" | DANFOSS | FIA 100 | 148X1055 | - | - | STR | 4" | BUTT WELD | - | - | - | 38 MESH STRAINER
- | STR | NH3 | STRAINER | 1/2" | DANFOSS | FIA 15 | 148X1036 | - | - | STR | 1/2" | SOCKET WELD | - | - | - | 150 MESH STRAINER
- | STR | NH3 | STRAINER | 3/4" | DANFOSS | FIA 20 | 148B5348 | - | - | STR | 3/4" | SOCKET WELD | - | - | -
- | STR | NH3 | STRAINER | 3/4" | DANFOSS | FIA 20 | 148X0121 | - | - | STR | 3/4" | SOCKET WELD | - | - | - | 100 MESH STRAINER
- | STR | NH3 | STRAINER | 1 1/4" | DANFOSS | FIA 32 | 148X0130 | - | - | STR | 1 1/4" | SOCKET WELD | - | - | - | 38 MESH STRAINER
- | STR | NH3 | STRAINER | 2" | DANFOSS | FIA 50 | 148X1033 | - | - | STR | 2" | BUTT WELD | - | - | - | 38 MESH STRAINER
- | STR | NH3 | STRAINER | 2 1/2" | DANFOSS | FIA 65 | 148X1027 | - | - | STR | 2 1/2" | BUTT WELD | - | - | - | 100 MESH STRAINER
- | STR | NH3 | STRAINER | 3" | DANFOSS | FIA 80 | 148X0272 | - | - | STR | 3" | BUTT WELD | - | - | - | 72 MESH STRAINER
- | STR | NH3 | STRAINER | 3" | DANFOSS | FIA 80 | 148X0769 | - | - | STR | 3" | BUTT WELD | - | - | -
- | STR | NH3 | STRAINER | 3" | DANFOSS | FIA 80 | 148X1012 | - | - | STR | 3" | BUTT WELD | - | - | - | 38 MESH STRAINER
- | CV | NH3 | GAS POWERED SOLENOID VALVE | 1 1/4" | DANFOSS | ICLX 32 | 148X0527 | - | NC | STR | 1 1/4" | SOCKET WELD | 110 VAC | - | -
- | MOV | NH3 | MOTORIZED CONTROL VALVE | 1 1/4" | DANFOSS | ICM 25-A | 148X0152 | - | - | STR | 1" | BUTT WELD | 24VDC | 4-20mA | 24VDC
- | MOV | NH3 | MOTORIZED CONTROL VALVE | 2" | DANFOSS | ICM 40-A | 148X0759 | - | - | STR | 1 1/2" | BUTT WELD | 24VDC | 4-20mA | 24VDC
- | MOV | NH3 | MOTORIZED CONTROL VALVE | 2" | DANFOSS | ICM 50-A | 148X0760 | - | - | STR | 2" | BUTT WELD | 24VDC | 4-20mA | 24VDC
- | MOV | NH3 | MOTORIZED CONTROL VALVE | 3" | DANFOSS | ICM 65-A | 148X0169 | - | - | STR | 3" | BUTT WELD | - | 4-20mA | 24 VDC
- | MOV | NH3 | MOTORIZED CONTROL VALVE | 2 1/2" | DANFOSS | ICM 65-A | 148X0762 | - | - | STR | 2 1/2" | BUTT WELD | 24VDC | 4-20mA | 24VDC
- | CV | NH3 | MOTORIZED BACK PRESSURE REGULATOR | 4" | DANFOSS | ICS 100-M | 148X1206 | 59.7 PSIG | NC | STR | 4" | BUTT WELD | 24VDC | 4-20mA | 24VDC
- | CV | NH3 | BACK PRESSURE REGULATOR W/ ELEC WIDE OPEN | 5" | DANFOSS | ICS 125-B | 027H7142GD | 130 PSIG | NO | STR | 5" | BUTT WELD | 110 VAC | - | 110 VAC
- | CV | NH3 | DUAL BACK PRESSURE REGULATOR | 6" | DANFOSS | ICS 150 | 148X0470 | - | - | STR | 6" | BUTT WELD | - | - | -
- | CV | NH3 | MOTORIZED BACK PRESSURE REGULATOR | 6" | DANFOSS | ICS 150-M | 148X1208 | 59.7 PSIG | NC | STR | 6" | BUTT WELD | 24VDC | 4-20mA | 24VDC
- | CV | NH3 | BACK PRESSURE REGULATOR W/ ELEC CUTOFF | 6" | DANFOSS | ICS 150-S | 148X0330 | 48 PSIG | NO | STR | 6" | BUTT WELD | 110 VAC | - | 110 VAC
- | CV | NH3 | BACK PRESSURE REGULATOR | 3/4" | DANFOSS | ICS 25-10-STD | 148X0585 | 74.5 PSIG | - | STR | 3/8" | SOCKET WELD | - | - | -
- | CV | NH3 | BACK PRESSURE REGULATOR | 1" | DANFOSS | ICS 25-15-S | 148X0638 | 35.7 PSIG | - | STR | 1" | SOCKET WELD | 110VAC | 110VAC | -
- | CV | NH3 | BACK PRESSURE REGULATOR | 3/4" | DANFOSS | ICS 25-5-STD | 148X0580 | 74.5 PSIG | - | STR | 3/16" | SOCKET WELD | - | - | -
- | SOV | NH3 | SOLENOID VALVE | 1 1/4" | DANFOSS | ICS 32 | 148X0214 | - | - | STR | 1 1/4" | SOCKET WELD | 110 VAC | - | -
- | SOV | NH3 | SOLENOID VALVE | 2" | DANFOSS | ICS 50 | 148X0235 | - | - | STR | 2" | BUTT WELD | 110 VAC | - | -
- | SOV | NH3 | SOLENOID VALVE | 2 1/2" | DANFOSS | ICS 50 | 148X0236 | - | - | STR | 2" | SOCKET WELD | 110 VAC | - | -
- | SOV | NH3 | SOLENOID VALVE | 2 1/2" | DANFOSS | ICS 65 | 148X0241 | - | NC | STR | 2 1/2" | BUTT WELD | 110VAC | - | -
- | SOV | NH3 | SOLENOID VALVE | 3" | DANFOSS | ICS 65 | 148X0243 | - | - | STR | 2 1/2" | BUTT WELD | 110 VAC | - | -
- | SOV | NH3 | SOLENOID VALVE | 3" | DANFOSS | ICS 80 | 148X0248 | - | - | STR | 3" | BUTT WELD | 110 VAC | - | -
- | CV | NH3 | BACK PRESSURE REGULATOR | 3/4" | DANFOSS | ISC 25-5-STD | 148X1011 | 300 PSIG | - | STR | 3/16" | SOCKET WELD | - | - | -
- | CK | NH3 | CHECK VALVE | 3/4" | DANFOSS | NRVA 20 | 027X0183 |  |  | STR | 3/4" | SOCKET WELD | - | - | -
- | CK | NH3 | CHECK VALVE | 1 1/2" | DANFOSS | NRVA 40 | 027X0188 |  |  | STR | 1 1/2" | SOCKET WELD | - | - | -
- | CK | NH3 | CHECK VALVE | 2" | DANFOSS | NRVA 50 | 027X0189 | - | - | STR | 2" | SOCKET WELD | - | - | -
- | HV | NH3 | OIL DRAIN VALVE TRAIN | 1/2" X 1/2" | DANFOSS | QDV-15 | 148H3311 | - | NC | ANG | 1/2" | SOCKET WELD x MPT | - | - | -
- | HEV | NH3 | HAND REGULATING VALVE | 2" | DANFOSS | REG-SB 50 | 148B5724 | - | - | STR | 2" | BUTT WELD | - | - | -
- | HEV | NH3 | HAND REGULATING VALVE | 2" | DANFOSS | REG-SB 50 | 148B5725 | - | - | STR | 2" | SOCKET WELD | - | - | -
- | HEV | NH3 | HAND REGULATING VALVE | 2 1/2" | DANFOSS | REG-SB 65 | 148B5809 | - | - | STR | 2 1/2" | BUTT WELD | - | - | -
- | HV | NH3 | STOP-CHECK VALVE | 4" | DANFOSS | SCA-X 100A | 148B6004 | - | - | ANG | 4" | BUTT WELD | - | - | -
- | HV | NH3 | STOP-CHECK VALVE | 1/2" | DANFOSS | SCA-X 15 A | 148B5209 | - | - | ANG | 1/2" | BUTT WELD | - | - | -
- | HV | NH3 | STOP-CHECK VALVE | 1" | DANFOSS | SCA-X 25A | 148B5409 | - | - | ANG | 1" | BUTT WELD | - | - | -
- | HV | NH3 | STOP-CHECK VALVE | 1 1/4" | DANFOSS | SCA-X 32 A | 148B5509 | - | - | ANG | 1 1/4" | BUTT WELD | - | - | -
- | HV | NH3 | NEEDLE VALVE | 1/4" | DANFOSS | SNV-ST | 027B2062 | - | - | ANG | 1/4" | MPT x FPT | - | - | - | INCLUDES ICS ADAPTER
- | HV | NH3 | NEEDLE VALVE | 1/4" | DANFOSS | SNV-ST | 148B3746 | - | - | ANG | 1/4" | MPT X FPT | - | - | -
- | HV | NH3 | NEEDLE VALVE | 3/8" | DANFOSS | SNV-ST | 148B3747 | - | - | ANG | 3/8" | MPT x FPT | - | - | -
- | HV | NH3 | NEEDLE VALVE | 1/4" | DANFOSS | SNV-ST | 148B4180 | - | - | ANG | 1/4" | MPT x FPT | - | - | - | PROVIDED BY ANHYDRATOR MANUFACTURER
- | HV | NH3 | NEEDLE VALVE | 1/2" | DANFOSS | SNV-ST | 148B4564 | - | - | ANG | 1/2" | MPT X FPT | - | - | -
- | HV | NH3 | NEEDLE VALVE | 1/4" | DANFOSS | SNV-ST | 148B4567 | - | - | ANG | 1/4" | MPT x FPT | - | - | - | LONG NECK
- | HV | NH3 | NEEDLE VALVE | 1/4" | DANFOSS | SNV-ST | 148B4772 | - | - | ANG | 1/4" | MPT x FPT | - | - | - | INCLUDES ICS ADAPTER
- | HV | NH3 | NEEDLE VALVE | 3/8" | DANFOSS | SNV-ST | 148B6607 | - | - | ANG | 3/8" | FPT x FPT | - | - | - | INCLUDES ICFD ADAPTER
- | HV | NH3 | STOP VALVE | 3/4" | DANFOSS | SVA-S 20 | 148B323 | - | - | ANG | 3/4" | SOCKET WELD | - | - | -
- | HV | NH3 | STOP VALVE | 10" | DANFOSS | SVA-DH 250 | 148B3766 | - | - | ANG | 10" | BUTT WELD | - | - | -
- | HV | NH3 | STOP VALVE | 10" | DANFOSS | SVA-DH 250 | 148B3767 | - | - | ANG | 10" | BUTT WELD | - | - | - | HAND WHEEL
- | HV | NH3 | STOP VALVE | 12" | DANFOSS | SVA-DH 300 | 148B3776 | - | - | ANG | 12" | BUTT WELD | - | - | -
- | HV | NH3 | STOP VALVE | 12" | DANFOSS | SVA-DH 300 | 148B3777 | - | - | ANG | 12" | BUTT WELD | - | - | - | HAND WHEEL
- | HV | NH3 | STOP VALVE | 1/2" | DANFOSS | SVA-S 15 | 148B5222 | - | - | ANG | 1/2" | SOCKET WELD | - | - | -
- | HV | NH3 | STOP VALVE | 1/2" | DANFOSS | SVA-S 15 | 148B5232 | - | - | STR | 1/2" | SOCKET WELD | - | - | - | HANDWHEEL
- | HV | NH3 | STOP VALVE | 1/2" | DANFOSS | SVA-S 15 | 148B5233 | - | - | STR | 1/2" | SOCKET WELD | - | - | -
- | HV | NH3 | STOP VALVE | 3/4" | DANFOSS | SVA-S 20 | 148B5322 | - | - | ANG | 3/4" | SOCKET WELD | - | - | - | HANDWHEEL
- | HV | NH3 | STOP VALVE | 3/4" | DANFOSS | SVA-S 20 | 148B5323 | - | - | ANG | 3/4" | SOCKET WELD | - | - | -
- | HV | NH3 | STOP VALVE | 3/4" | DANFOSS | SVA-S 200 | 148B5332 | - | - | ANG | 3/4" | SOCKET WELD | - | - | - | HANDWHEEL
- | HV | NH3 | STOP VALVE | 3/4" | DANFOSS | SVA-S 20 | 148B5333 | - | - | STR | 3/4" | SOCKET WELD | - | - | -
- | HV | NH3 | STOP VALVE | 1" | DANFOSS | SVA-S 25 | 148B5422 | - | - | ANG | 1" | SOCKET WELD | - | - | - | HANDWHEEL
- | HV | NH3 | STOP VALVE | 1" | DANFOSS | SVA-S 25 | 148B5432 | - | - | STR | 1" | SOCKET WELD | - | - | - | HANDWHEEL
- | HV | NH3 | STOP VALVE | 1 1/4" | DANFOSS | SVA-S 32 | 148B5532 | - | - | STR | 1 1/4" | SOCKET WELD | - | - | - | HANDWHEEL
- | HV | NH3 | STOP VALVE | 1 1/4" | DANFOSS | SVA-S 32 | 148B5533 | - | - | STR | 1 1/4" | SOCKET WELD | - | - | -
- | HV | NH3 | STOP VALVE | 1-1/4" | DANFOSS | SVA-L 32 | 148B5572 | - | - | STR | 1-1/4" | SOCKET WELD | - | - | -
- | HV | NH3 | STOP VALVE | 1-1/4" | DANFOSS | SVA-L 32 | 148B5573 | - | - | STR | 1-1/4" | SOCKET WELD | - | - | -
- | HV | NH3 | STOP VALVE | 1 1/2" | DANFOSS | SVA-S 40 | 148B5632 | - | - | STR | 1 1/2" | SOCKET WELD | - | - | - | HAND WHEEL
- | HV | NH3 | STOP VALVE | 1 1/2" | DANFOSS | SVA-S 40 | 148B5633 | - | - | STR | 1 1/2" | BUTT WELD
- | HV | NH3 | STOP VALVE | 2" | DANFOSS | SVA-S 50 | 148B5732 | - | - | STR | 2" | SOCKET WELD | - | - | - | HANDWHEEL
- | HV | NH3 | STOP VALVE | 2 1/2" | DANFOSS | SVA-S 65 | 148B5830 | - | - | STR | 2 1/2" | BUTT WELD | - | - | - | HANDWHEEL
- | HV | NH3 | STOP VALVE | 2 1/2" | DANFOSS | SVA-S 65 | 148B5831 | - | - | STR | 2 1/2" | BUTT WELD
- | HV | NH3 | STOP VALVE | 3" | DANFOSS | SVA-S 80 | 148B5930 | - | - | STR | 3" | BUTT WELD | - | - | - | HANDWHEEL
- | HV | NH3 | STOP VALVE | 3" | DANFOSS | SVA-S 80 | 148B5931 | - | - | STR | 3" | BUTT WELD | - | - | -
- | HV | NH3 | STOP VALVE | 4" | DANFOSS | SVA-S 100 | 148B6020 | - | - | ANG | 4" | BUTT WELD | - | - | - | HAND WHEEL
- | HV | NH3 | STOP VALVE | 4" | DANFOSS | SVA-S 100 | 148B6030 | - | - | STR | 4" | BUTT WELD | - | - | - | HANDWHEEL
- | HV | NH3 | STOP VALVE | 4" | DANFOSS | SVA-S 100 | 148B6031 | - | - | STR | 4" | BUTT WELD | - | - | -
- | HV | NH3 | STOP VALVE | 5" | DANFOSS | SVA-S 125 | 148B6120 | - | - | ANG | 5" | BUTT WELD | - | - | - | HAND WHEEL
- | HV | NH3 | STOP VALVE | 5" | DANFOSS | SVA-S 125 | 148B6130 | - | - | STR | 5" | BUTT WELD | - | - | - | HANDWHEEL
- | HV | NH3 | STOP VALVE | 5" | DANFOSS | SVA-S 125 | 148B6131 | - | - | STR | 5" | BUTT WELD | - | - | -
- | HV | NH3 | STOP VALVE | 6" | DANFOSS | SVA-S 150 | 148B6220 | - | - | ANG | 6" | BUTT WELD | - | - | - | HANDWHEEL
- | HV | NH3 | STOP VALVE | 6" | DANFOSS | SVA-S 150 | 148B6221 | - | - | ANG | 6" | BUTT WELD | - | - | -
- | HV | NH3 | STOP VALVE | 6" | DANFOSS | SVA-S 150 | 148B6230 | - | - | STR | 6" | BUTT WELD | - | - | - | HANDWHEEL
- | HV | NH3 | STOP VALVE | 6" | DANFOSS | SVA-S 150 | 148B6231 | - | - | STR | 6" | BUTT WELD | - | - | -
- | HV | NH3 | STOP VALVE | 8" | DANFOSS | SVA-S 200 | 148B6320 | - | - | ANG | 8" | - | - | - | - | HANDWHEEL
- | HV | NH3 | STOP VALVE | 8" | DANFOSS | SVA-S 200 | 148B6321 | - | - | ANG | 8" | BUTT WELD | - | - | -
- | HV | NH3 | STOP VALVE | 8" | DANFOSS | SVA-S 200 | 148B6330 | - | - | STR | 8" | BUTT WELD | - | - | - | HAND WHEEL
- | HV | NH3 | STOP VALVE | 8" | DANFOSS | SVA-S 200 | 148B6331 | - | - | STR | 8" | BUTT WELD | - | - | -
- | FS | GLYCOL | FLOW SWITCH | 1" | DWYER | FS-2-CND | - | - | - | STR | - | MPT | - | - | - | 0.5-10 FT/S ADJUSTABLE FLOW SWITCH
- | THS | NH3 | TEMP/HUMIDITY SENSOR | - | DWYER | RHP-5O11 | - | - | - | - | - | - | - | 4-20mA | 10-35 VDC | HUMIDITY/TEMP COMBO SENSOR
- | THS | NH3 | TEMP/HUMIDITY SENSOR | - | DWYER | RHP-5R11 | - | - | - | - | - | - | - | 4-20mA | 10-35 VDC | HUMIDITY/TEMP COMBO SENSOR
- | THS | AIR | TEMP/HUMIDITY SENSOR | - | DWYER | WHT-311 | - | - | - | - | - | - | - | 4-20mA | 10-35 VDC
- | FT | GLYCOL | FLOW TRANSDUCER | 6" | E&H | 50W1F-UL0A1RC2BBBA | - | - | - | STR | 6" | FLANGED | - | 4-20mA | 24 VAC
- | FT | GLYCOL | FLOW TRANSDUCER | 6" | E&H | 50W3F-UL0A1RC2BBBA | - | - | - | STR | 6" | FLANGED | - | 4-20mA | 24 VAC
- | FT | GLYCOL | FLOW TRANSDUCER | 6" | E&H | 50W3H-UL0A1RC2BBBA | - | - | - | STR | 6" | FLANGED | - | 4-20mA | 24 VAC
- | VS | WATER | VIBRATION SWITCH | - | EVAPCO | - | - | - | - | - | - | - | - | - | - | INCLUDED WITH CONDENSOR
- | WS | WATER | WATER SENSOR | - | EVAPCO | - | - | - | - | - | - | - | - | - | - | INCLUDED WITH CONDENSOR
- | RV | NH3 | RELIEF VALVE | 3/4" | HANSEN | - | - | 300 PSIG | - | ANG | 3/4" | FNPT X FNPT | - | - | - | PROVIDED WITH PURGER
- | PT | WATER | PRESSURE TRANSDUCER | 1" | IFM EFFECTOR | PI2898(3) | - | - | - | STR | 1" | G1 | - | 4-20mA | 18-32 VDC
- | PS | NH3 | PRESSURE SWITCH | 1/4" | IFM EFFECTOR | PK6222(1) | - | - | - | STR | NPT | - | PNP | - | 9.6-32VDC | 75-1450 PSI PRESSURE SWITCH
- | PS | NH3 | PRESSURE SWITCH | 1/4" | IFM EFFECTOR | PK6222(2) | - | - | - | STR | NPT | - | PNP | - | 9.6-32VDC | 75-1450 PSI PRESSURE SWITCH
- | PT | NH3 | PRESSURE TRANSDUCER | 1/4" | IFM EFFECTOR | PN2693(1) | - | - | - | - | - | NPT | - | 4-20mA | 18-30VDC | -14.5-362.5 PSI PRESSURE TRANSDUCER
- | PT | GLYCOL | PRESSURE TRANSDUCER | 1/4" | IFM EFFECTOR | PN2694 | - | - | - | - | 1/4" | MPT | - | 4-20mA | 24 VDC
- | PT | NH3 | PRESSURE TRANSDUCER | 1/4" | IFM EFFECTOR | PT2434(2) | - | - | - | - | 1/4" | MPT | - | 4-20mA | 8.5-36 VDC
- | TT | NH3 | TEMP TRANSDUCER | - | IFM EFFECTOR | TN2333(1) | - | - | - | - | 1/2" | MPT | - | 4-20mA | 18-32 VDC
- | MOV | NH3 | MOTORIZED CONTROL VALVE | 4" | PARKER | A4ADM-ST | - | 70PSIG | - | STR | 4" | - | - | - | - | PROVIDED WITH CHILLER
- | SOV | NH3 | SOLENOID VALVE | 1 1/4" | PARKER | S4A | - | - | NC | STR | 1" | - | - | - | - | PROVIDED WITH CHILLER
- | SOV | NH3 | SOLENOID VALVE | 3/4" | PARKER | S4A | - | - | NC | STR | 3/4" | - | - | - | - | PROVIDED WITH CHILLER
- | CV | NH3 | CONDENSATE TRAP | 1/2" | SPIRAX SARCO | TD-52A | - | - | - | STR | 1/2" | FPT | - | - | -
4 | ICF | NH3 | ICF | 2" | DANFOSS | - | - | - | - | STR | 2" | - | - | - | - | INCLUDED WITH COMPRESSOR
| HV | NH3 | STOP VALVE | - | DANFOSS | - | [8 empty] | - | bar: - - to - -
| STR | NH3 | STRAINER | - | DANFOSS | - | [8 empty] | - | bar: - - to - -
| CV | NH3 | BACK PRESSURE REGULATOR W/ ELEC CUTOFF | - | DANFOSS | - | - | - | - | - | - | - | 110VAC | - | -
| HV | NH3 | STOP VALVE | - | DANFOSS | - | [8 empty] | - | bar: - - to - -
4 | ICF | NH3 | ICF | 2" | DANFOSS | - | - | - | - | STR | 2" | - | - | - | - | INCLUDED WITH COMPRESSOR
| HV | NH3 | STOP VALVE | - | DANFOSS | - | [8 empty] | - | bar: - - to - -
| STR | NH3 | STRAINER | - | DANFOSS | - | [8 empty] | - | bar: - - to - -
| CV | NH3 | BACK PRESSURE REGULATOR W/ ELEC CUTOFF | - | DANFOSS | - | - | - | - | - | - | - | 110VAC | - | -
| HV | NH3 | STOP VALVE | - | DANFOSS | - | [8 empty] | - | bar: - - to - -
5 | ICF | NH3 | ICF | 3/4" | DANFOSS | ICF 20-4-108 | 027L3558 | - | - | STR | 3/4" | SOCKET WELD | - | - | -
| HV | NH3 | STOP VALVE | - | DANFOSS | - | [8 empty] | - | bar: - - to - -
| CV | NH3 | CONDENSATE TRAP | - | DANFOSS | - | 148H3184 | - | - | - | - | - | - | - | - | 72 MESH STRAINER
| - | NH3 | BLANK COVER | - | DANFOSS | - | [8 empty] | - | bar: - - to - -
| HV | NH3 | STOP VALVE | - | DANFOSS | - | [8 empty] | - | bar: - - to - -
1 | ICF | NH3 | ICF | 2" | DANFOSS | ICF 50-4-42S50-O | 148X1538 | - | - | STR | 2" | SOCKET WELD | - | - | -
| HV | NH3 | STOP VALVE | - | DANFOSS | - | [8 empty] | - | bar: - - to - -
| STR | NH3 | STRAINER | - | DANFOSS | - | 148H3184 | - | - | - | - | - | - | - | - | 72 MESH STRAINER
| CV | NH3 | OUTLET PRESSURE REGULATOR W/ELEC SHUTOFF | - | DANFOSS | - | - | 105 PSIG | - | - | - | - | 110VAC | - | -
| HV | NH3 | STOP VALVE | - | DANFOSS | - | [8 empty] | - | bar: - - to - -
6 | ICF | NH3 | ICF | 1/2" | DANFOSS | ICF 15-4-9H | 027L4527 | - | - | STR | 1/2" | SOCKET WELD | - | - | -
| HV | NH3 | STOP VALVE | - | DANFOSS | - | [8 empty] | - | bar: - - to - -
| STR | NH3 | STRAINER | - | DANFOSS | - | [8 empty] | - | bar: - - to - -
| SOV | NH3 | SOLENOID W/MANUAL OPENING FTR | - | DANFOSS | - | - | - | - | - | - | - | 110VAC | - | -
| HV | NH3 | STOP VALVE | - | DANFOSS | - | [8 empty] | - | bar: - - to - -
1 | ICF | NH3 | ICF | 1/2" | DANFOSS | ICF 15-4-9H | 027L4527 | - | - | STR | 1/2" | SOCKET WELD | - | - | -
| HV | NH3 | STOP VALVE | - | DANFOSS | - | [8 empty] | - | bar: - - to - -
| STR | NH3 | STRAINER | - | DANFOSS | - | [8 empty] | - | bar: - - to - -
| SOV | NH3 | SOLENOID W/MANUAL OPENING FTR | - | DANFOSS | - | - | - | - | - | - | - | 110VAC | - | -
| HV | NH3 | STOP VALVE | - | DANFOSS | - | [8 empty] | - | bar: - - to - -
1 | ICF | NH3 | ICF | 1/2" | DANFOSS | ICF 15-4-9H | 027L4527 | - | - | STR | 1/2" | SOCKET WELD | - | - | -
| HV | NH3 | STOP VALVE | - | DANFOSS | - | [8 empty] | - | bar: - - to - -
| STR | NH3 | STRAINER | - | DANFOSS | - | [8 empty] | - | bar: - - to - -
| SOV | NH3 | SOLENOID W/MANUAL OPENING FTR | - | DANFOSS | - | - | - | - | - | - | - | 110VAC | - | -
| HV | NH3 | STOP VALVE | - | DANFOSS | - | [8 empty] | - | bar: - - to - -
19 | ICF | NH3 | ICF | 1/2" | DANFOSS | ICF 15-4-9H | 027L4527 | - | - | STR | 1/2" | SOCKET WELD | - | - | -
| HV | NH3 | STOP VALVE | - | DANFOSS | - | [8 empty] | - | bar: - - to - -
| STR | NH3 | STRAINER | - | DANFOSS | - | [8 empty] | - | bar: - - to - -
| SOV | NH3 | SOLENOID W/MANUAL OPENING FTR | - | DANFOSS | - | - | - | - | - | - | - | 110VAC | - | -
| HV | NH3 | STOP VALVE | - | DANFOSS | - | [8 empty] | - | bar: - - to - -
9 | ICF | NH3 | ICF | 1/2" | DANFOSS | ICF 15-4-9H | 027L4527 | - | - | STR | 1/2" | SOCKET WELD | - | - | -
| HV | NH3 | STOP VALVE | - | DANFOSS | - | [8 empty] | - | bar: - - to - -
| STR | NH3 | STRAINER | - | DANFOSS | - | [8 empty] | - | bar: - - to - -
| SOV | NH3 | SOLENOID W/MANUAL OPENING FTR | - | DANFOSS | - | - | - | - | - | - | - | 110VAC | - | -
| HV | NH3 | STOP VALVE | - | DANFOSS | - | [8 empty] | - | bar: - - to - -
19 | ICF | NH3 | ICF | 1/2" | DANFOSS | ICF 15-4-9H | 027L4527 | - | - | STR | 1/2" | SOCKET WELD | - | - | -
| HV | NH3 | STOP VALVE | - | DANFOSS | - | [8 empty] | - | bar: - - to - -
| STR | NH3 | STRAINER | - | DANFOSS | - | [8 empty] | - | bar: - - to - -
| SOV | NH3 | SOLENOID W/MANUAL OPENING FTR | - | DANFOSS | - | - | - | - | - | - | - | 110VAC | - | -
| HV | NH3 | STOP VALVE | - | DANFOSS | - | [8 empty] | - | bar: - - to - -
9 | ICF | NH3 | ICF | 1/2" | DANFOSS | ICF 15-4-9H | 027L4527 | - | - | STR | 1/2" | SOCKET WELD | - | - | -
| HV | NH3 | STOP VALVE | - | DANFOSS | - | [8 empty] | - | bar: - - to - -
| STR | NH3 | STRAINER | - | DANFOSS | - | [8 empty] | - | bar: - - to - -
| SOV | NH3 | SOLENOID W/MANUAL OPENING FTR | - | DANFOSS | - | - | - | - | - | - | - | 110VAC | - | -
| HV | NH3 | STOP VALVE | - | DANFOSS | - | [8 empty] | - | bar: - - to - -
19 | ICF | NH3 | ICF | 1/2" | DANFOSS | ICF 15-4-9H | 027L4527 | - | - | STR | 1/2" | SOCKET WELD | - | - | -
| HV | NH3 | STOP VALVE | - | DANFOSS | - | [8 empty] | - | bar: - - to - -
| STR | NH3 | STRAINER | - | DANFOSS | - | [8 empty] | - | bar: - - to - -
| SOV | NH3 | SOLENOID W/MANUAL OPENING FTR | - | DANFOSS | - | - | - | - | - | - | - | 110VAC | - | -
| HV | NH3 | STOP VALVE | - | DANFOSS | - | [8 empty] | - | bar: - - to - -
9 | ICF | NH3 | ICF | 1/2" | DANFOSS | ICF 15-4-9H | 027L4527 | - | - | STR | 1/2" | SOCKET WELD | - | - | -
| HV | NH3 | STOP VALVE | - | DANFOSS | - | [8 empty] | - | bar: - - to - -
| STR | NH3 | STRAINER | - | DANFOSS | - | [8 empty] | - | bar: - - to - -
| SOV | NH3 | SOLENOID W/MANUAL OPENING FTR | - | DANFOSS | - | - | - | - | - | - | - | 110VAC | - | -
| HV | NH3 | STOP VALVE | - | DANFOSS | - | [8 empty] | - | bar: - - to - -
19 | ICF | NH3 | ICF | 1/2" | DANFOSS | ICF 15-4-9H | 027L4527 | - | - | STR | 1/2" | SOCKET WELD | - | - | -
| HV | NH3 | STOP VALVE | - | DANFOSS | - | [8 empty] | - | bar: - - to - -
| STR | NH3 | STRAINER | - | DANFOSS | - | [8 empty] | - | bar: - - to - -
| SOV | NH3 | SOLENOID W/MANUAL OPENING FTR | - | DANFOSS | - | - | - | - | - | - | - | 110VAC | - | -
| HV | NH3 | STOP VALVE | - | DANFOSS | - | [8 empty] | - | bar: - - to - -
9 | ICF | NH3 | ICF | 1/2" | DANFOSS | ICF 15-4-9H | 027L4527 | - | - | STR | 1/2" | SOCKET WELD | - | - | -
| HV | NH3 | STOP VALVE | - | DANFOSS | - | [8 empty] | - | bar: - - to - -
| STR | NH3 | STRAINER | - | DANFOSS | - | [8 empty] | - | bar: - - to - -
| SOV | NH3 | SOLENOID W/MANUAL OPENING FTR | - | DANFOSS | - | - | - | - | - | - | - | 110VAC | - | -
| HV | NH3 | STOP VALVE | - | DANFOSS | - | [8 empty] | - | bar: - - to - -
9 | ICF | NH3 | ICF | 1 1/2" | DANFOSS | ICF 25-4-10RB | 027L4091 | - | - | STR | 1" | SOCKET WELD | - | - | -
|  |  | STOP VALVE | - |  | - | [8 empty] | - | bar: - - to - -
|  |  | STRAINER | - |  | - | [8 empty] | - | bar: - - to - -
|  |  | SOLENOID W/MANUAL OPENING FTR | - |  | - | - | - | - | - | - | - | 110 VAC | - | -
|  |  | HAND REGULATING VALVE | - |  | - | [8 empty] | - | bar: - - to - -
4 | ICF | NH3 | ICF | 2 1/2" | DANFOSS | ICF 65-3-41 | 027L6522 | - | - | STR | 2 1/2" | SOCKET WELD | - | - | -
|  |  | STOP VALVE | - |  | - | [8 empty] | - | bar: - - to - -
|  |  | GAS POWERED SOLENOID VALVE | - |  | - | - | - | - | - | - | - | 110 VAC | - | -
|  |  | STOP VALVE | - |  | - | [8 empty] | - | bar: - - to - -
2 | ICF | NH3 | ICF | 3/4" | DANFOSS | ICF 20-6-2RA | 027L3014 | - | - | STR | 3/4" | SOCKET WELD | - | - | -
|  |  | STOP VALVE | - |  | - | [8 empty] | - | bar: - - to - -
|  |  | STRAINER | - |  | - | [8 empty] | - | bar: - - to - -
|  |  | SOLENOID VALVE | - |  | - | - | - | - | - | - | - | 110 VAC | - | -
|  |  | MANUAL OPENING STEM | - |  | - | [8 empty] | - | bar: - - to - -
|  |  | HAND REGULATING VALVE | - |  | - | [8 empty] | - | bar: - - to - -
|  |  | STOP-CHECK VALVE | - |  | - | [8 empty] | - | bar: - - to - -
9 | ICF | NH3 | ICF | 1 1/2" | DANFOSS | ICF 25-4-10RB | 027L4091 | - | - | STR | 1" | SOCKET WELD | - | - | -
|  |  | STOP VALVE | - |  | - | [8 empty] | - | bar: - - to - -
|  |  | STRAINER | - |  | - | [8 empty] | - | bar: - - to - -
|  |  | SOLENOID W/MANUAL OPENING FTR | - |  | - | - | - | - | - | - | - | 110 VAC | - | -
|  |  | HAND REGULATING VALVE | - |  | - | [8 empty] | - | bar: - - to - -
2 | ICF | NH3 | ICF | 3/4" | DANFOSS | ICF 20-6-2RA | 027L3014 | - | - | STR | 3/4" | SOCKET WELD | - | - | -
|  |  | STOP VALVE | - |  | - | [8 empty] | - | bar: - - to - -
|  |  | STRAINER | - |  | - | [8 empty] | - | bar: - - to - -
|  |  | SOLENOID VALVE | - |  | - | - | - | - | - | - | - | 110 VAC | - | -
|  |  | MANUAL OPENING STEM | - |  | - | [8 empty] | - | bar: - - to - -
|  |  | HAND REGULATING VALVE | - |  | - | [8 empty] | - | bar: - - to - -
|  |  | STOP-CHECK VALVE | - |  | - | [8 empty] | - | bar: - - to - -
4 | ICF | NH3 | ICF | 2 1/2" | DANFOSS | ICF 65-3-41 | 027L6522 | - | - | STR | 2 1/2" | SOCKET WELD | - | - | -
|  |  | STOP VALVE | - |  | - | [8 empty] | - | bar: - - to - -
|  |  | GAS POWERED SOLENOID VALVE | - |  | - | - | - | - | - | - | - | 110 VAC | - | -
|  |  | STOP VALVE | - |  | - | [8 empty] | - | bar: - - to - -
9 | ICF | NH3 | ICF | 1 1/2" | DANFOSS | ICF 25-4-10RB | 027L4091 | - | - | STR | 1" | SOCKET WELD | - | - | -
|  |  | STOP VALVE | - |  | - | [8 empty] | - | bar: - - to - -
|  |  | STRAINER | - |  | - | [8 empty] | - | bar: - - to - -
|  |  | SOLENOID W/MANUAL OPENING FTR | - |  | - | - | - | - | - | - | - | 110 VAC | - | -
|  |  | HAND REGULATING VALVE | - |  | - | [8 empty] | - | bar: - - to - -
4 | ICF | NH3 | ICF | 2 1/2" | DANFOSS | ICF 65-3-41 | 027L6522 | - | - | STR | 2 1/2" | SOCKET WELD | - | - | -
|  |  | STOP VALVE | - |  | - | [8 empty] | - | bar: - - to - -
|  |  | GAS POWERED SOLENOID VALVE | - |  | - | - | - | - | - | - | - | 110 VAC | - | -
|  |  | STOP VALVE | - |  | - | [8 empty] | - | bar: - - to - -
2 | ICF | NH3 | ICF | 3/4" | DANFOSS | ICF 20-6-2RA | 027L3014 | - | - | STR | 3/4" | SOCKET WELD | - | - | -
|  |  | STOP VALVE | - |  | - | [8 empty] | - | bar: - - to - -
|  |  | STRAINER | - |  | - | [8 empty] | - | bar: - - to - -
|  |  | SOLENOID VALVE | - |  | - | - | - | - | - | - | - | 110 VAC | - | -
|  |  | MANUAL OPENING STEM | - |  | - | [8 empty] | - | bar: - - to - -
|  |  | HAND REGULATING VALVE | - |  | - | [8 empty] | - | bar: - - to - -
|  |  | STOP-CHECK VALVE | - |  | - | [8 empty] | - | bar: - - to - -
11 | ICF | NH3 | ICF | 1" | DANFOSS | ICF 20-6-5MB | 027L3045 | - | - | STR | 3/4" | SOCKET WELD | - | - | -
| HV |  | STOP VALVE | - |  | - | [8 empty] | - | bar: - - to - -
| STR |  | STRAINER | - |  | - | [8 empty] | - | bar: - - to - -
| SOV |  | SOLENOID VALVE | - |  | - | [8 empty] | - | bar: - - to - -
| CV |  | MANUAL OPENING STEM | - |  | - | [8 empty] | - | bar: - - to - -
| MOV |  | MOTORIZED CONTROL VALVE | - |  | - | - | - | - | - | - | - | - | 4-20mA | 24 VDC | INCLUDE PROTECTION CAP 027H0431
| HV |  | STOP VALVE | - |  | - | [8 empty] | - | bar: - - to - -
9 | ICF | NH3 | ICF | 1 1/2" | DANFOSS | ICF 25-4-10RB | 027L4091 | - | - | STR | 1" | SOCKET WELD | - | - | -
|  |  | STOP VALVE | - |  | - | [8 empty] | - | bar: - - to - -
|  |  | STRAINER | - |  | - | [8 empty] | - | bar: - - to - -
|  |  | SOLENOID W/MANUAL OPENING FTR | - |  | - | - | - | - | - | - | - | 110 VAC | - | -
|  |  | HAND REGULATING VALVE | - |  | - | [8 empty] | - | bar: - - to - -
4 | ICF | NH3 | ICF | 2" | DANFOSS | ICF 50-4-41 | 027L5024 | - | - | STR | 2" | SOCKET WELD | - | - | -
|  |  | STOP VALVE | - |  | - | [8 empty] | - | bar: - - to - -
|  |  | BLANK COVER | - |  | - | [8 empty] | - | bar: - - to - -
|  |  | GAS POWERED SOLENOID VALVE | - |  | - | - | - | - | - | - | - | 110 VAC | - | -
|  |  | STOP VALVE | - |  | - | [8 empty] | - | bar: - - to - -
2 | ICF | NH3 | ICF | 3/4" | DANFOSS | ICF 20-6-2RA | 027L3014 | - | - | STR | 3/4" | SOCKET WELD | - | - | -
|  |  | STOP VALVE | - |  | - | [8 empty] | - | bar: - - to - -
|  |  | STRAINER | - |  | - | [8 empty] | - | bar: - - to - -
|  |  | SOLENOID VALVE | - |  | - | - | - | - | - | - | - | 110 VAC | - | -
|  |  | MANUAL OPENING STEM | - |  | - | [8 empty] | - | bar: - - to - -
|  |  | HAND REGULATING VALVE | - |  | - | [8 empty] | - | bar: - - to - -
|  |  | STOP-CHECK VALVE | - |  | - | [8 empty] | - | bar: - - to - -
11 | ICF | NH3 | ICF | 1" | DANFOSS | ICF 20-6-5MB | 027L3045 | - | - | STR | 3/4" | SOCKET WELD | - | - | -
| HV |  | STOP VALVE | - |  | - | [8 empty] | - | bar: - - to - -
| STR |  | STRAINER | - |  | - | [8 empty] | - | bar: - - to - -
| SOV |  | SOLENOID VALVE | - |  | - | [8 empty] | - | bar: - - to - -
| CV |  | MANUAL OPENING STEM | - |  | - | [8 empty] | - | bar: - - to - -
| MOV |  | MOTORIZED CONTROL VALVE | - |  | - | - | - | - | - | - | - | - | 4-20mA | 24 VDC | INCLUDE PROTECTION CAP 027H0431
| HV |  | STOP VALVE | - |  | - | [8 empty] | - | bar: - - to - -
9 | ICF | NH3 | ICF | 1 1/2" | DANFOSS | ICF 25-4-10RB | 027L4091 | - | - | STR | 1" | SOCKET WELD | - | - | -
|  |  | STOP VALVE | - |  | - | [8 empty] | - | bar: - - to - -
|  |  | STRAINER | - |  | - | [8 empty] | - | bar: - - to - -
|  |  | SOLENOID W/MANUAL OPENING FTR | - |  | - | - | - | - | - | - | - | 110 VAC | - | -
|  |  | HAND REGULATING VALVE | - |  | - | [8 empty] | - | bar: - - to - -
4 | ICF | NH3 | ICF | 2" | DANFOSS | ICF 50-4-41 | 027L5024 | - | - | STR | 2" | SOCKET WELD | - | - | -
|  |  | STOP VALVE | - |  | - | [8 empty] | - | bar: - - to - -
|  |  | BLANK COVER | - |  | - | [8 empty] | - | bar: - - to - -
|  |  | GAS POWERED SOLENOID VALVE | - |  | - | - | - | - | - | - | - | 110 VAC | - | -
|  |  | STOP VALVE | - |  | - | [8 empty] | - | bar: - - to - -
2 | ICF | NH3 | ICF | 3/4" | DANFOSS | ICF 20-6-2RA | 027L3014 | - | - | STR | 3/4" | SOCKET WELD | - | - | -
|  |  | STOP VALVE | - |  | - | [8 empty] | - | bar: - - to - -
|  |  | STRAINER | - |  | - | [8 empty] | - | bar: - - to - -
|  |  | SOLENOID VALVE | - |  | - | - | - | - | - | - | - | 110 VAC | - | -
|  |  | MANUAL OPENING STEM | - |  | - | [8 empty] | - | bar: - - to - -
|  |  | HAND REGULATING VALVE | - |  | - | [8 empty] | - | bar: - - to - -
|  |  | STOP-CHECK VALVE | - |  | - | [8 empty] | - | bar: - - to - -
11 | ICF | NH3 | ICF | 1" | DANFOSS | ICF 20-6-5MB | 027L3045 | - | - | STR | 3/4" | SOCKET WELD | - | - | -
| HV |  | STOP VALVE | - |  | - | [8 empty] | - | bar: - - to - -
| STR |  | STRAINER | - |  | - | [8 empty] | - | bar: - - to - -
| SOV |  | SOLENOID VALVE | - |  | - | [8 empty] | - | bar: - - to - -
| CV |  | MANUAL OPENING STEM | - |  | - | [8 empty] | - | bar: - - to - -
| MOV |  | MOTORIZED CONTROL VALVE | - |  | - | - | - | - | - | - | - | - | 4-20mA | 24 VDC | INCLUDE PROTECTION CAP 027H0431
| HV |  | STOP VALVE | - |  | - | [8 empty] | - | bar: - - to - -
9 | ICF | NH3 | ICF | 1 1/2" | DANFOSS | ICF 25-4-10RB | 027L4091 | - | - | STR | 1" | SOCKET WELD | - | - | -
|  |  | STOP VALVE | - |  | - | [8 empty] | - | bar: - - to - -
|  |  | STRAINER | - |  | - | [8 empty] | - | bar: - - to - -
|  |  | SOLENOID W/MANUAL OPENING FTR | - |  | - | - | - | - | - | - | - | 110 VAC | - | -
|  |  | HAND REGULATING VALVE | - |  | - | [8 empty] | - | bar: - - to - -
4 | ICF | NH3 | ICF | 2" | DANFOSS | ICF 50-4-41 | 027L5024 | - | - | STR | 2" | SOCKET WELD | - | - | -
|  |  | STOP VALVE | - |  | - | [8 empty] | - | bar: - - to - -
|  |  | BLANK COVER | - |  | - | [8 empty] | - | bar: - - to - -
|  |  | GAS POWERED SOLENOID VALVE | - |  | - | - | - | - | - | - | - | 110 VAC | - | -
|  |  | STOP VALVE | - |  | - | [8 empty] | - | bar: - - to - -
2 | ICF | NH3 | ICF | 3/4" | DANFOSS | ICF 20-6-2RA | 027L3014 | - | - | STR | 3/4" | SOCKET WELD | - | - | -
|  |  | STOP VALVE | - |  | - | [8 empty] | - | bar: - - to - -
|  |  | STRAINER | - |  | - | [8 empty] | - | bar: - - to - -
|  |  | SOLENOID VALVE | - |  | - | - | - | - | - | - | - | 110 VAC | - | -
|  |  | MANUAL OPENING STEM | - |  | - | [8 empty] | - | bar: - - to - -
|  |  | HAND REGULATING VALVE | - |  | - | [8 empty] | - | bar: - - to - -
|  |  | STOP-CHECK VALVE | - |  | - | [8 empty] | - | bar: - - to - -
11 | ICF | NH3 | ICF | 1" | DANFOSS | ICF 20-6-5MB | 027L3045 | - | - | STR | 3/4" | SOCKET WELD | - | - | -
| HV |  | STOP VALVE | - |  | - | [8 empty] | - | bar: - - to - -
| STR |  | STRAINER | - |  | - | [8 empty] | - | bar: - - to - -
| SOV |  | SOLENOID VALVE | - |  | - | [8 empty] | - | bar: - - to - -
| CV |  | MANUAL OPENING STEM | - |  | - | [8 empty] | - | bar: - - to - -
| MOV |  | MOTORIZED CONTROL VALVE | - |  | - | - | - | - | - | - | - | - | 4-20mA | 24 VDC | INCLUDE PROTECTION CAP 027H0431
| HV |  | STOP VALVE | - |  | - | [8 empty] | - | bar: - - to - -
9 | ICF | NH3 | ICF | 1 1/2" | DANFOSS | ICF 25-4-10RB | 027L4091 | - | - | STR | 1" | SOCKET WELD | - | - | -
|  |  | STOP VALVE | - |  | - | [8 empty] | - | bar: - - to - -
|  |  | STRAINER | - |  | - | [8 empty] | - | bar: - - to - -
|  |  | SOLENOID W/MANUAL OPENING FTR | - |  | - | - | - | - | - | - | - | 110 VAC | - | -
|  |  | HAND REGULATING VALVE | - |  | - | [8 empty] | - | bar: - - to - -
2 | ICF | NH3 | ICF | 3/4" | DANFOSS | ICF 20-6-2RA | 027L3014 | - | - | STR | 3/4" | SOCKET WELD | - | - | -
|  |  | STOP VALVE | - |  | - | [8 empty] | - | bar: - - to - -
|  |  | STRAINER | - |  | - | [8 empty] | - | bar: - - to - -
|  |  | SOLENOID VALVE | - |  | - | - | - | - | - | - | - | 110 VAC | - | -
|  |  | MANUAL OPENING STEM | - |  | - | [8 empty] | - | bar: - - to - -
|  |  | HAND REGULATING VALVE | - |  | - | [8 empty] | - | bar: - - to - -
|  |  | STOP-CHECK VALVE | - |  | - | [8 empty] | - | bar: - - to - -
4 | ICF | NH3 | ICF | 2" | DANFOSS | ICF 50-4-41 | 027L5024 | - | - | STR | 2" | SOCKET WELD | - | - | -
|  |  | STOP VALVE | - |  | - | [8 empty] | - | bar: - - to - -
|  |  | BLANK COVER | - |  | - | [8 empty] | - | bar: - - to - -
|  |  | GAS POWERED SOLENOID VALVE | - |  | - | - | - | - | - | - | - | 110 VAC | - | -
|  |  | STOP VALVE | - |  | - | [8 empty] | - | bar: - - to - -
2 | ICF | NH3 | ICF | 3/4" | DANFOSS | ICF 20-6-2RA | 027L3014 | - | - | STR | 3/4" | SOCKET WELD | - | - | -
|  |  | STOP VALVE | - |  | - | [8 empty] | - | bar: - - to - -
|  |  | STRAINER | - |  | - | [8 empty] | - | bar: - - to - -
|  |  | SOLENOID VALVE | - |  | - | - | - | - | - | - | - | 110 VAC | - | -
|  |  | MANUAL OPENING STEM | - |  | - | [8 empty] | - | bar: - - to - -
|  |  | HAND REGULATING VALVE | - |  | - | [8 empty] | - | bar: - - to - -
|  |  | STOP-CHECK VALVE | - |  | - | [8 empty] | - | bar: - - to - -
4 | ICF | NH3 | ICF | 2" | DANFOSS | ICF 50-4-41 | 027L5024 | - | - | STR | 2" | SOCKET WELD | - | - | -
|  |  | STOP VALVE | - |  | - | [8 empty] | - | bar: - - to - -
|  |  | BLANK COVER | - |  | - | [8 empty] | - | bar: - - to - -
|  |  | GAS POWERED SOLENOID VALVE | - |  | - | - | - | - | - | - | - | 110 VAC | - | -
|  |  | STOP VALVE | - |  | - | [8 empty] | - | bar: - - to - -
9 | ICF | NH3 | ICF | 1 1/2" | DANFOSS | ICF 25-4-10RB | 027L4091 | - | - | STR | 1" | SOCKET WELD | - | - | -
|  |  | STOP VALVE | - |  | - | [8 empty] | - | bar: - - to - -
|  |  | STRAINER | - |  | - | [8 empty] | - | bar: - - to - -
|  |  | SOLENOID W/MANUAL OPENING FTR | - |  | - | - | - | - | - | - | - | 110 VAC | - | -
|  |  | HAND REGULATING VALVE | - |  | - | [8 empty] | - | bar: - - to - -
11 | ICF | NH3 | ICF | 1" | DANFOSS | ICF 20-6-5MB | 027L3045 | - | - | STR | 3/4" | SOCKET WELD | - | - | -
| HV |  | STOP VALVE | - |  | - | [8 empty] | - | bar: - - to - -
| STR |  | STRAINER | - |  | - | [8 empty] | - | bar: - - to - -
| SOV |  | SOLENOID VALVE | - |  | - | [8 empty] | - | bar: - - to - -
| CV |  | MANUAL OPENING STEM | - |  | - | [8 empty] | - | bar: - - to - -
| MOV |  | MOTORIZED CONTROL VALVE | - |  | - | - | - | - | - | - | - | - | 4-20mA | 24 VDC | INCLUDE PROTECTION CAP 027H0431
| HV |  | STOP VALVE | - |  | - | [8 empty] | - | bar: - - to - -
11 | ICF | NH3 | ICF | 1" | DANFOSS | ICF 20-6-5MB | 027L3045 | - | - | STR | 3/4" | SOCKET WELD | - | - | -
| HV |  | STOP VALVE | - |  | - | [8 empty] | - | bar: - - to - -
| STR |  | STRAINER | - |  | - | [8 empty] | - | bar: - - to - -
| SOV |  | SOLENOID VALVE | - |  | - | [8 empty] | - | bar: - - to - -
| CV |  | MANUAL OPENING STEM | - |  | - | [8 empty] | - | bar: - - to - -
| MOV |  | MOTORIZED CONTROL VALVE | - |  | - | - | - | - | - | - | - | - | 4-20mA | 24 VDC | INCLUDE PROTECTION CAP 027H0431
| HV |  | STOP VALVE | - |  | - | [8 empty] | - | bar: - - to - -
2 | ICF | NH3 | ICF | 3/4" | DANFOSS | ICF 20-6-2RA | 027L3014 | - | - | STR | 3/4" | SOCKET WELD | - | - | -
|  |  | STOP VALVE | - |  | - | [8 empty] | - | bar: - - to - -
|  |  | STRAINER | - |  | - | [8 empty] | - | bar: - - to - -
|  |  | SOLENOID VALVE | - |  | - | - | - | - | - | - | - | 110 VAC | - | -
|  |  | MANUAL OPENING STEM | - |  | - | [8 empty] | - | bar: - - to - -
|  |  | HAND REGULATING VALVE | - |  | - | [8 empty] | - | bar: - - to - -
|  |  | STOP-CHECK VALVE | - |  | - | [8 empty] | - | bar: - - to - -
9 | ICF | NH3 | ICF | 1 1/2" | DANFOSS | ICF 25-4-10RB | 027L4091 | - | - | STR | 1" | SOCKET WELD | - | - | -
|  |  | STOP VALVE | - |  | - | [8 empty] | - | bar: - - to - -
|  |  | STRAINER | - |  | - | [8 empty] | - | bar: - - to - -
|  |  | SOLENOID W/MANUAL OPENING FTR | - |  | - | - | - | - | - | - | - | 110 VAC | - | -
|  |  | HAND REGULATING VALVE | - |  | - | [8 empty] | - | bar: - - to - -
4 | ICF | NH3 | ICF | 2" | DANFOSS | ICF 50-4-42S50-S | 148X1502 | - | - | STR | 2" | SOCKET WELD | - | - | -
|  |  | STOP VALVE | - |  | - | [8 empty] | - | bar: - - to - -
|  |  | BLANK COVER | - |  | - | [8 empty] | - | bar: - - to - -
|  |  | BACK PRESSURE REGULATOR W/ ELEC CUTOFF | - |  | - | - | - | - | - | - | - | 110 VAC | - | -
|  |  | STOP VALVE | - |  | - | [8 empty] | - | bar: - - to - -
4 | ICF | NH3 | ICF | 2" | DANFOSS | ICF 50-4-41 | 027L5024 | - | - | STR | 2" | SOCKET WELD | - | - | -
|  |  | STOP VALVE | - |  | - | [8 empty] | - | bar: - - to - -
|  |  | BLANK COVER | - |  | - | [8 empty] | - | bar: - - to - -
|  |  | GAS POWERED SOLENOID VALVE | - |  | - | - | - | - | - | - | - | 110 VAC | - | -
|  |  | STOP VALVE | - |  | - | [8 empty] | - | bar: - - to - -
8 | ICF | NH3 | ICF | 1 1/2" | DANFOSS | ICF 25-4-10RB | 027L4091 | - | - | STR | 1" | SOCKET WELD | - | - | -
|  |  | STOP VALVE | - |  | - | [8 empty] | - | bar: - - to - -
|  |  | STRAINER | - |  | - | [8 empty] | - | bar: - - to - -
|  |  | SOLENOID W/MANUAL OPENING FTR | - |  | - | - | - | - | - | - | - | 110 VAC | - | -
|  |  | HAND REGULATING VALVE | - |  | - | [8 empty] | - | bar: - - to - -
2 | ICF | NH3 | ICF | 3/4" | DANFOSS | ICF 20-6-2RA | 027L3014 | - | - | STR | 3/4" | SOCKET WELD | - | - | -
|  |  | STOP VALVE | - |  | - | [8 empty] | - | bar: - - to - -
|  |  | STRAINER | - |  | - | [8 empty] | - | bar: - - to - -
|  |  | SOLENOID VALVE | - |  | - | - | - | - | - | - | - | 110 VAC | - | -
|  |  | MANUAL OPENING STEM | - |  | - | [8 empty] | - | bar: - - to - -
|  |  | HAND REGULATING VALVE | - |  | - | [8 empty] | - | bar: - - to - -
|  |  | STOP-CHECK VALVE | - |  | - | [8 empty] | - | bar: - - to - -
8 | ICF | NH3 | ICF | 1 1/2" | DANFOSS | ICF 25-4-10RB | 027L4091 | - | - | STR | 1" | SOCKET WELD | - | - | -
|  |  | STOP VALVE | - |  | - | [8 empty] | - | bar: - - to - -
|  |  | STRAINER | - |  | - | [8 empty] | - | bar: - - to - -
|  |  | SOLENOID W/MANUAL OPENING FTR | - |  | - | - | - | - | - | - | - | 110 VAC | - | -
|  |  | HAND REGULATING VALVE | - |  | - | [8 empty] | - | bar: - - to - -
4 | ICF | NH3 | ICF | 2" | DANFOSS | ICF 50-4-42S50-S | 148X1502 | - | - | STR | 2" | SOCKET WELD | - | - | -
|  |  | STOP VALVE | - |  | - | [8 empty] | - | bar: - - to - -
|  |  | BLANK COVER | - |  | - | [8 empty] | - | bar: - - to - -
|  |  | BACK PRESSURE REGULATOR W/ ELEC CUTOFF | - |  | - | - | - | - | - | - | - | 110 VAC | - | -
|  |  | STOP VALVE | - |  | - | [8 empty] | - | bar: - - to - -
2 | ICF | NH3 | ICF | 3/4" | DANFOSS | ICF 20-6-2RA | 027L3014 | - | - | STR | 3/4" | SOCKET WELD | - | - | -
|  |  | STOP VALVE | - |  | - | [8 empty] | - | bar: - - to - -
|  |  | STRAINER | - |  | - | [8 empty] | - | bar: - - to - -
|  |  | SOLENOID VALVE | - |  | - | - | - | - | - | - | - | 110 VAC | - | -
|  |  | MANUAL OPENING STEM | - |  | - | [8 empty] | - | bar: - - to - -
|  |  | HAND REGULATING VALVE | - |  | - | [8 empty] | - | bar: - - to - -
|  |  | STOP-CHECK VALVE | - |  | - | [8 empty] | - | bar: - - to - -
8 | ICF | NH3 | ICF | 1 1/2" | DANFOSS | ICF 25-4-10RB | 027L4091 | - | - | STR | 1" | SOCKET WELD | - | - | -
|  |  | STOP VALVE | - |  | - | [8 empty] | - | bar: - - to - -
|  |  | STRAINER | - |  | - | [8 empty] | - | bar: - - to - -
|  |  | SOLENOID W/MANUAL OPENING FTR | - |  | - | - | - | - | - | - | - | 110 VAC | - | -
|  |  | HAND REGULATING VALVE | - |  | - | [8 empty] | - | bar: - - to - -
4 | ICF | NH3 | ICF | 2" | DANFOSS | ICF 50-4-42S50-S | 148X1502 | - | - | STR | 2" | SOCKET WELD | - | - | -
|  |  | STOP VALVE | - |  | - | [8 empty] | - | bar: - - to - -
|  |  | BLANK COVER | - |  | - | [8 empty] | - | bar: - - to - -
|  |  | BACK PRESSURE REGULATOR W/ ELEC CUTOFF | - |  | - | - | - | - | - | - | - | 110 VAC | - | -
|  |  | STOP VALVE | - |  | - | [8 empty] | - | bar: - - to - -
2 | ICF | NH3 | ICF | 3/4" | DANFOSS | ICF 20-6-2RA | 027L3014 | - | - | STR | 3/4" | SOCKET WELD | - | - | -
|  |  | STOP VALVE | - |  | - | [8 empty] | - | bar: - - to - -
|  |  | STRAINER | - |  | - | [8 empty] | - | bar: - - to - -
|  |  | SOLENOID VALVE | - |  | - | - | - | - | - | - | - | 110 VAC | - | -
|  |  | MANUAL OPENING STEM | - |  | - | [8 empty] | - | bar: - - to - -
|  |  | HAND REGULATING VALVE | - |  | - | [8 empty] | - | bar: - - to - -
|  |  | STOP-CHECK VALVE | - |  | - | [8 empty] | - | bar: - - to - -
8 | ICF | NH3 | ICF | 1 1/2" | DANFOSS | ICF 25-4-10RB | 027L4091 | - | - | STR | 1" | SOCKET WELD | - | - | -
|  |  | STOP VALVE | - |  | - | [8 empty] | - | bar: - - to - -
|  |  | STRAINER | - |  | - | [8 empty] | - | bar: - - to - -
|  |  | SOLENOID W/MANUAL OPENING FTR | - |  | - | - | - | - | - | - | - | 110 VAC | - | -
|  |  | HAND REGULATING VALVE | - |  | - | [8 empty] | - | bar: - - to - -
4 | ICF | NH3 | ICF | 2" | DANFOSS | ICF 50-4-42S50-S | 148X1502 | - | - | STR | 2" | SOCKET WELD | - | - | -
|  |  | STOP VALVE | - |  | - | [8 empty] | - | bar: - - to - -
|  |  | BLANK COVER | - |  | - | [8 empty] | - | bar: - - to - -
|  |  | BACK PRESSURE REGULATOR W/ ELEC CUTOFF | - |  | - | - | - | - | - | - | - | 110 VAC | - | -
|  |  | STOP VALVE | - |  | - | [8 empty] | - | bar: - - to - -
2 | ICF | NH3 | ICF | 3/4" | DANFOSS | ICF 20-6-2RA | 027L3014 | - | - | STR | 3/4" | SOCKET WELD | - | - | -
|  |  | STOP VALVE | - |  | - | [8 empty] | - | bar: - - to - -
|  |  | STRAINER | - |  | - | [8 empty] | - | bar: - - to - -
|  |  | SOLENOID VALVE | - |  | - | - | - | - | - | - | - | 110 VAC | - | -
|  |  | MANUAL OPENING STEM | - |  | - | [8 empty] | - | bar: - - to - -
|  |  | HAND REGULATING VALVE | - |  | - | [8 empty] | - | bar: - - to - -
|  |  | STOP-CHECK VALVE | - |  | - | [8 empty] | - | bar: - - to - -
9 | ICF | NH3 | ICF | 1" | DANFOSS | ICF 25-4-10RA | 027L4077 | - | - | STR | 1" | SOCKET WELD | - | - | -
|  |  | STOP VALVE | - |  | - | [8 empty] | - | bar: - - to - -
|  |  | STRAINER | - |  | - | [8 empty] | - | bar: - - to - -
|  |  | SOLENOID W/MANUAL OPENING FTR | - |  | - | - | - | - | - | - | - | 110 VAC | - | -
|  |  | HAND REGULATING VALVE | - |  | - | [8 empty] | - | bar: - - to - -
4 | ICF | NH3 | ICF | 2" | DANFOSS | ICF 50-4-41 | 027L5024 | - | - | STR | 2" | SOCKET WELD | - | - | -
|  |  | STOP VALVE | - |  | - | [8 empty] | - | bar: - - to - -
|  |  | BLANK COVER | - |  | - | [8 empty] | - | bar: - - to - -
|  |  | GAS POWERED SOLENOID VALVE | - |  | - | - | - | - | - | - | - | 110 VAC | - | -
|  |  | STOP VALVE | - |  | - | [8 empty] | - | bar: - - to - -
2 | ICF | NH3 | ICF | 3/4" | DANFOSS | ICF 20-6-2RA | 027L3014 | - | - | STR | 3/4" | SOCKET WELD | - | - | -
|  |  | STOP VALVE | - |  | - | [8 empty] | - | bar: - - to - -
|  |  | STRAINER | - |  | - | [8 empty] | - | bar: - - to - -
|  |  | SOLENOID VALVE | - |  | - | - | - | - | - | - | - | 110 VAC | - | -
|  |  | MANUAL OPENING STEM | - |  | - | [8 empty] | - | bar: - - to - -
|  |  | HAND REGULATING VALVE | - |  | - | [8 empty] | - | bar: - - to - -
|  |  | STOP-CHECK VALVE | - |  | - | [8 empty] | - | bar: - - to - -
9 | ICF | NH3 | ICF | 1" | DANFOSS | ICF 25-4-10RA | 027L4077 | - | - | STR | 1" | SOCKET WELD | - | - | -
|  |  | STOP VALVE | - |  | - | [8 empty] | - | bar: - - to - -
|  |  | STRAINER | - |  | - | [8 empty] | - | bar: - - to - -
|  |  | SOLENOID W/MANUAL OPENING FTR | - |  | - | - | - | - | - | - | - | 110 VAC | - | -
|  |  | HAND REGULATING VALVE | - |  | - | [8 empty] | - | bar: - - to - -
2 | ICF | NH3 | ICF | 3/4" | DANFOSS | ICF 20-6-2RA | 027L3014 | - | - | STR | 3/4" | SOCKET WELD | - | - | -
|  |  | STOP VALVE | - |  | - | [8 empty] | - | bar: - - to - -
|  |  | STRAINER | - |  | - | [8 empty] | - | bar: - - to - -
|  |  | SOLENOID VALVE | - |  | - | - | - | - | - | - | - | 110 VAC | - | -
|  |  | MANUAL OPENING STEM | - |  | - | [8 empty] | - | bar: - - to - -
|  |  | HAND REGULATING VALVE | - |  | - | [8 empty] | - | bar: - - to - -
|  |  | STOP-CHECK VALVE | - |  | - | [8 empty] | - | bar: - - to - -
4 | ICF | NH3 | ICF | 2" | DANFOSS | ICF 50-4-41 | 027L5024 | - | - | STR | 2" | SOCKET WELD | - | - | -
|  |  | STOP VALVE | - |  | - | [8 empty] | - | bar: - - to - -
|  |  | BLANK COVER | - |  | - | [8 empty] | - | bar: - - to - -
|  |  | GAS POWERED SOLENOID VALVE | - |  | - | - | - | - | - | - | - | 110 VAC | - | -
|  |  | STOP VALVE | - |  | - | [8 empty] | - | bar: - - to - -
9 | ICF | NH3 | ICF | 1" | DANFOSS | ICF 25-4-10RA | 027L4077 | - | - | STR | 1" | SOCKET WELD | - | - | -
|  |  | STOP VALVE | - |  | - | [8 empty] | - | bar: - - to - -
|  |  | STRAINER | - |  | - | [8 empty] | - | bar: - - to - -
|  |  | SOLENOID W/MANUAL OPENING FTR | - |  | - | - | - | - | - | - | - | 110 VAC | - | -
|  |  | HAND REGULATING VALVE | - |  | - | [8 empty] | - | bar: - - to - -
4 | ICF | NH3 | ICF | 2" | DANFOSS | ICF 50-4-41 | 027L5024 | - | - | STR | 2" | SOCKET WELD | - | - | -
|  |  | STOP VALVE | - |  | - | [8 empty] | - | bar: - - to - -
|  |  | BLANK COVER | - |  | - | [8 empty] | - | bar: - - to - -
|  |  | GAS POWERED SOLENOID VALVE | - |  | - | - | - | - | - | - | - | 110 VAC | - | -
|  |  | STOP VALVE | - |  | - | [8 empty] | - | bar: - - to - -
2 | ICF | NH3 | ICF | 3/4" | DANFOSS | ICF 20-6-2RA | 027L3014 | - | - | STR | 3/4" | SOCKET WELD | - | - | -
|  |  | STOP VALVE | - |  | - | [8 empty] | - | bar: - - to - -
|  |  | STRAINER | - |  | - | [8 empty] | - | bar: - - to - -
|  |  | SOLENOID VALVE | - |  | - | - | - | - | - | - | - | 110 VAC | - | -
|  |  | MANUAL OPENING STEM | - |  | - | [8 empty] | - | bar: - - to - -
|  |  | HAND REGULATING VALVE | - |  | - | [8 empty] | - | bar: - - to - -
|  |  | STOP-CHECK VALVE | - |  | - | [8 empty] | - | bar: - - to - -
9 | ICF | NH3 | ICF | 1" | DANFOSS | ICF 25-4-10RA | 027L4077 | - | - | STR | 1" | SOCKET WELD | - | - | -
|  |  | STOP VALVE | - |  | - | [8 empty] | - | bar: - - to - -
|  |  | STRAINER | - |  | - | [8 empty] | - | bar: - - to - -
|  |  | SOLENOID W/MANUAL OPENING FTR | - |  | - | - | - | - | - | - | - | 110 VAC | - | -
|  |  | HAND REGULATING VALVE | - |  | - | [8 empty] | - | bar: - - to - -
4 | ICF | NH3 | ICF | 2" | DANFOSS | ICF 50-4-41 | 027L5024 | - | - | STR | 2" | SOCKET WELD | - | - | -
|  |  | STOP VALVE | - |  | - | [8 empty] | - | bar: - - to - -
|  |  | BLANK COVER | - |  | - | [8 empty] | - | bar: - - to - -
|  |  | GAS POWERED SOLENOID VALVE | - |  | - | - | - | - | - | - | - | 110 VAC | - | -
|  |  | STOP VALVE | - |  | - | [8 empty] | - | bar: - - to - -
2 | ICF | NH3 | ICF | 3/4" | DANFOSS | ICF 20-6-2RA | 027L3014 | - | - | STR | 3/4" | SOCKET WELD | - | - | -
|  |  | STOP VALVE | - |  | - | [8 empty] | - | bar: - - to - -
|  |  | STRAINER | - |  | - | [8 empty] | - | bar: - - to - -
|  |  | SOLENOID VALVE | - |  | - | - | - | - | - | - | - | 110 VAC | - | -
|  |  | MANUAL OPENING STEM | - |  | - | [8 empty] | - | bar: - - to - -
|  |  | HAND REGULATING VALVE | - |  | - | [8 empty] | - | bar: - - to - -
|  |  | STOP-CHECK VALVE | - |  | - | [8 empty] | - | bar: - - to - -
9 | ICF | NH3 | ICF | 1" | DANFOSS | ICF 25-4-10RA | 027L4077 | - | - | STR | 1" | SOCKET WELD | - | - | -
|  |  | STOP VALVE | - |  | - | [8 empty] | - | bar: - - to - -
|  |  | STRAINER | - |  | - | [8 empty] | - | bar: - - to - -
|  |  | SOLENOID W/MANUAL OPENING FTR | - |  | - | - | - | - | - | - | - | 110 VAC | - | -
|  |  | HAND REGULATING VALVE | - |  | - | [8 empty] | - | bar: - - to - -
4 | ICF | NH3 | ICF | 2" | DANFOSS | ICF 50-4-41 | 027L5024 | - | - | STR | 2" | SOCKET WELD | - | - | -
|  |  | STOP VALVE | - |  | - | [8 empty] | - | bar: - - to - -
|  |  | BLANK COVER | - |  | - | [8 empty] | - | bar: - - to - -
|  |  | GAS POWERED SOLENOID VALVE | - |  | - | - | - | - | - | - | - | 110 VAC | - | -
|  |  | STOP VALVE | - |  | - | [8 empty] | - | bar: - - to - -
9 | ICF | NH3 | ICF | 1" | DANFOSS | ICF 25-4-10RA | 027L4077 | - | - | STR | 1" | SOCKET WELD | - | - | -
|  |  | STOP VALVE | - |  | - | [8 empty] | - | bar: - - to - -
|  |  | STRAINER | - |  | - | [8 empty] | - | bar: - - to - -
|  |  | SOLENOID W/MANUAL OPENING FTR | - |  | - | - | - | - | - | - | - | 110 VAC | - | -
|  |  | HAND REGULATING VALVE | - |  | - | [8 empty] | - | bar: - - to - -
2 | ICF | NH3 | ICF | 3/4" | DANFOSS | ICF 20-6-2RA | 027L3014 | - | - | STR | 3/4" | SOCKET WELD | - | - | -
|  |  | STOP VALVE | - |  | - | [8 empty] | - | bar: - - to - -
|  |  | STRAINER | - |  | - | [8 empty] | - | bar: - - to - -
|  |  | SOLENOID VALVE | - |  | - | - | - | - | - | - | - | 110 VAC | - | -
|  |  | MANUAL OPENING STEM | - |  | - | [8 empty] | - | bar: - - to - -
|  |  | HAND REGULATING VALVE | - |  | - | [8 empty] | - | bar: - - to - -
|  |  | STOP-CHECK VALVE | - |  | - | [8 empty] | - | bar: - - to - -
9 | ICF | NH3 | ICF | 1" | DANFOSS | ICF 25-4-10RA | 027L4077 | - | - | STR | 1" | SOCKET WELD | - | - | -
|  |  | STOP VALVE | - |  | - | [8 empty] | - | bar: - - to - -
|  |  | STRAINER | - |  | - | [8 empty] | - | bar: - - to - -
|  |  | SOLENOID W/MANUAL OPENING FTR | - |  | - | - | - | - | - | - | - | 110 VAC | - | -
|  |  | HAND REGULATING VALVE | - |  | - | [8 empty] | - | bar: - - to - -
4 | ICF | NH3 | ICF | 2" | DANFOSS | ICF 50-4-41 | 027L5024 | - | - | STR | 2" | SOCKET WELD | - | - | -
|  |  | STOP VALVE | - |  | - | [8 empty] | - | bar: - - to - -
|  |  | BLANK COVER | - |  | - | [8 empty] | - | bar: - - to - -
|  |  | GAS POWERED SOLENOID VALVE | - |  | - | - | - | - | - | - | - | 110 VAC | - | -
|  |  | STOP VALVE | - |  | - | [8 empty] | - | bar: - - to - -
2 | ICF | NH3 | ICF | 3/4" | DANFOSS | ICF 20-6-2RA | 027L3014 | - | - | STR | 3/4" | SOCKET WELD | - | - | -
|  |  | STOP VALVE | - |  | - | [8 empty] | - | bar: - - to - -
|  |  | STRAINER | - |  | - | [8 empty] | - | bar: - - to - -
|  |  | SOLENOID VALVE | - |  | - | - | - | - | - | - | - | 110 VAC | - | -
|  |  | MANUAL OPENING STEM | - |  | - | [8 empty] | - | bar: - - to - -
|  |  | HAND REGULATING VALVE | - |  | - | [8 empty] | - | bar: - - to - -
|  |  | STOP-CHECK VALVE | - |  | - | [8 empty] | - | bar: - - to - -
4 | ICF | NH3 | ICF | 1 1/2" | DANFOSS | ICF 50-4-41 | 027L5022 | - | - | STR | 2" | SOCKET WELD | - | - | -
|  |  | STOP VALVE | - |  | - | [8 empty] | - | bar: - - to - -
|  |  | BLANK COVER | - |  | - | [8 empty] | - | bar: - - to - -
|  |  | GAS POWERED SOLENOID VALVE | - |  | - | - | - | - | - | - | - | 110 VAC | - | -
|  |  | STOP VALVE | - |  | - | [8 empty] | - | bar: - - to - -
2 | ICF | NH3 | ICF | 3/4" | DANFOSS | ICF 20-6-2RA | 027L3014 | - | - | STR | 3/4" | SOCKET WELD | - | - | -
|  |  | STOP VALVE | - |  | - | [8 empty] | - | bar: - - to - -
|  |  | STRAINER | - |  | - | [8 empty] | - | bar: - - to - -
|  |  | SOLENOID VALVE | - |  | - | - | - | - | - | - | - | 110 VAC | - | -
|  |  | MANUAL OPENING STEM | - |  | - | [8 empty] | - | bar: - - to - -
|  |  | HAND REGULATING VALVE | - |  | - | [8 empty] | - | bar: - - to - -
|  |  | STOP-CHECK VALVE | - |  | - | [8 empty] | - | bar: - - to - -
9 | ICF | NH3 | ICF | 1" | DANFOSS | ICF 25-4-10RA | 027L4077 | - | - | STR | 1" | SOCKET WELD | - | - | -
|  |  | STOP VALVE | - |  | - | [8 empty] | - | bar: - - to - -
|  |  | STRAINER | - |  | - | [8 empty] | - | bar: - - to - -
|  |  | SOLENOID W/MANUAL OPENING FTR | - |  | - | - | - | - | - | - | - | 110 VAC | - | -
|  |  | HAND REGULATING VALVE | - |  | - | [8 empty] | - | bar: - - to - -
4 | ICF | NH3 | ICF | 1 1/2" | DANFOSS | ICF 50-4-41 | 027L5022 | - | - | STR | 2" | SOCKET WELD | - | - | -
|  |  | STOP VALVE | - |  | - | [8 empty] | - | bar: - - to - -
|  |  | BLANK COVER | - |  | - | [8 empty] | - | bar: - - to - -
|  |  | GAS POWERED SOLENOID VALVE | - |  | - | - | - | - | - | - | - | 110 VAC | - | -
|  |  | STOP VALVE | - |  | - | [8 empty] | - | bar: - - to - -
2 | ICF | NH3 | ICF | 3/4" | DANFOSS | ICF 20-6-2RA | 027L3014 | - | - | STR | 3/4" | SOCKET WELD | - | - | -
|  |  | STOP VALVE | - |  | - | [8 empty] | - | bar: - - to - -
|  |  | STRAINER | - |  | - | [8 empty] | - | bar: - - to - -
|  |  | SOLENOID VALVE | - |  | - | - | - | - | - | - | - | 110 VAC | - | -
|  |  | MANUAL OPENING STEM | - |  | - | [8 empty] | - | bar: - - to - -
|  |  | HAND REGULATING VALVE | - |  | - | [8 empty] | - | bar: - - to - -
|  |  | STOP-CHECK VALVE | - |  | - | [8 empty] | - | bar: - - to - -
11 | ICF | NH3 | ICF | 3/4" | DANFOSS | ICF 20-4-10HRB | - -: 027L3404
| HV |  | STOP VALVE | - |  | - | bar: - -
| STR |  | STRAINER | - |  | - | bar: - -
| SOV |  | SOLENOID VALVE | - |  | - | bar: - -
| HEV |  | HAND REGULATING VALVE | - |  | - | bar: - -
2 | ICF | NH3 | ICF | 3/4" | DANFOSS | ICF 20-6-2RA | 027L3014 | - | - | STR | 3/4" | SOCKET WELD | - | - | -
|  |  | STOP VALVE | - |  | - | [8 empty] | - | bar: - - to - -
|  |  | STRAINER | - |  | - | [8 empty] | - | bar: - - to - -
|  |  | SOLENOID VALVE | - |  | - | - | - | - | - | - | - | 110 VAC | - | -
|  |  | MANUAL OPENING STEM | - |  | - | [8 empty] | - | bar: - - to - -
|  |  | HAND REGULATING VALVE | - |  | - | [8 empty] | - | bar: - - to - -
|  |  | STOP-CHECK VALVE | - |  | - | [8 empty] | - | bar: - - to - -
11 | ICF | NH3 | ICF | 3/4" | DANFOSS | ICF 20-4-10HRB | - -: 027L3404
| HV |  | STOP VALVE | - |  | - | bar: - -
| STR |  | STRAINER | - |  | - | bar: - -
| SOV |  | SOLENOID VALVE | - |  | - | bar: - -
| HEV |  | HAND REGULATING VALVE | - |  | - | bar: - -
2 | ICF | NH3 | ICF | 3/4" | DANFOSS | ICF 20-6-2RA | 027L3014 | - | - | STR | 3/4" | SOCKET WELD | - | - | -
|  |  | STOP VALVE | - |  | - | [8 empty] | - | bar: - - to - -
|  |  | STRAINER | - |  | - | [8 empty] | - | bar: - - to - -
|  |  | SOLENOID VALVE | - |  | - | - | - | - | - | - | - | 110 VAC | - | -
|  |  | MANUAL OPENING STEM | - |  | - | [8 empty] | - | bar: - - to - -
|  |  | HAND REGULATING VALVE | - |  | - | [8 empty] | - | bar: - - to - -
|  |  | STOP-CHECK VALVE | - |  | - | [8 empty] | - | bar: - - to - -
9 | ICF | NH3 | ICF | 1 1/2" | DANFOSS | ICF 25-4-10RB | 027L4091 | - | - | STR | 1" | SOCKET WELD | - | - | -
|  |  | STOP VALVE | - |  | - | [8 empty] | - | bar: - - to - -
|  |  | STRAINER | - |  | - | [8 empty] | - | bar: - - to - -
|  |  | SOLENOID W/MANUAL OPENING FTR | - |  | - | - | - | - | - | - | - | 110 VAC | - | -
|  |  | HAND REGULATING VALVE | - |  | - | [8 empty] | - | bar: - - to - -
4 | ICF | NH3 | ICF | 2" | DANFOSS | ICF 50-4-41 | 027L5024 | - | - | STR | 2" | SOCKET WELD | - | - | -
|  |  | STOP VALVE | - |  | - | [8 empty] | - | bar: - - to - -
|  |  | BLANK COVER | - |  | - | [8 empty] | - | bar: - - to - -
|  |  | GAS POWERED SOLENOID VALVE | - |  | - | - | - | - | - | - | - | 110 VAC | - | -
|  |  | STOP VALVE | - |  | - | [8 empty] | - | bar: - - to - -
2 | ICF | NH3 | ICF | 3/4" | DANFOSS | ICF 20-6-2RA | 027L3014 | - | - | STR | 3/4" | SOCKET WELD | - | - | -
|  |  | STOP VALVE | - |  | - | [8 empty] | - | bar: - - to - -
|  |  | STRAINER | - |  | - | [8 empty] | - | bar: - - to - -
|  |  | SOLENOID VALVE | - |  | - | - | - | - | - | - | - | 110 VAC | - | -
|  |  | MANUAL OPENING STEM | - |  | - | [8 empty] | - | bar: - - to - -
|  |  | HAND REGULATING VALVE | - |  | - | [8 empty] | - | bar: - - to - -
|  |  | STOP-CHECK VALVE | - |  | - | [8 empty] | - | bar: - - to - -
9 | ICF | NH3 | ICF | 1 1/2" | DANFOSS | ICF 25-4-10RB | 027L4091 | - | - | STR | 1" | SOCKET WELD | - | - | -
|  |  | STOP VALVE | - |  | - | [8 empty] | - | bar: - - to - -
|  |  | STRAINER | - |  | - | [8 empty] | - | bar: - - to - -
|  |  | SOLENOID W/MANUAL OPENING FTR | - |  | - | - | - | - | - | - | - | 110 VAC | - | -
|  |  | HAND REGULATING VALVE | - |  | - | [8 empty] | - | bar: - - to - -
4 | ICF | NH3 | ICF | 2" | DANFOSS | ICF 50-4-41 | 027L5024 | - | - | STR | 2" | SOCKET WELD | - | - | -
|  |  | STOP VALVE | - |  | - | [8 empty] | - | bar: - - to - -
|  |  | BLANK COVER | - |  | - | [8 empty] | - | bar: - - to - -
|  |  | GAS POWERED SOLENOID VALVE | - |  | - | - | - | - | - | - | - | 110 VAC | - | -
|  |  | STOP VALVE | - |  | - | [8 empty] | - | bar: - - to - -
2 | ICF | NH3 | ICF | 3/4" | DANFOSS | ICF 20-6-2RA | 027L3014 | - | - | STR | 3/4" | SOCKET WELD | - | - | -
|  |  | STOP VALVE | - |  | - | [8 empty] | - | bar: - - to - -
|  |  | STRAINER | - |  | - | [8 empty] | - | bar: - - to - -
|  |  | SOLENOID VALVE | - |  | - | - | - | - | - | - | - | 110 VAC | - | -
|  |  | MANUAL OPENING STEM | - |  | - | [8 empty] | - | bar: - - to - -
|  |  | HAND REGULATING VALVE | - |  | - | [8 empty] | - | bar: - - to - -
|  |  | STOP-CHECK VALVE | - |  | - | [8 empty] | - | bar: - - to - -
9 | ICF | NH3 | ICF | 1 1/2" | DANFOSS | ICF 25-4-10RB | 027L4091 | - | - | STR | 1" | SOCKET WELD | - | - | -
|  |  | STOP VALVE | - |  | - | [8 empty] | - | bar: - - to - -
|  |  | STRAINER | - |  | - | [8 empty] | - | bar: - - to - -
|  |  | SOLENOID W/MANUAL OPENING FTR | - |  | - | - | - | - | - | - | - | 110 VAC | - | -
|  |  | HAND REGULATING VALVE | - |  | - | [8 empty] | - | bar: - - to - -
4 | ICF | NH3 | ICF | 2" | DANFOSS | ICF 50-4-41 | 027L5024 | - | - | STR | 2" | SOCKET WELD | - | - | -
|  |  | STOP VALVE | - |  | - | [8 empty] | - | bar: - - to - -
|  |  | BLANK COVER | - |  | - | [8 empty] | - | bar: - - to - -
|  |  | GAS POWERED SOLENOID VALVE | - |  | - | - | - | - | - | - | - | 110 VAC | - | -
|  |  | STOP VALVE | - |  | - | [8 empty] | - | bar: - - to - -
2 | ICF | NH3 | ICF | 3/4" | DANFOSS | ICF 20-6-2RA | 027L3014 | - | - | STR | 3/4" | SOCKET WELD | - | - | -
|  |  | STOP VALVE | - |  | - | [8 empty] | - | bar: - - to - -
|  |  | STRAINER | - |  | - | [8 empty] | - | bar: - - to - -
|  |  | SOLENOID VALVE | - |  | - | - | - | - | - | - | - | 110 VAC | - | -
|  |  | MANUAL OPENING STEM | - |  | - | [8 empty] | - | bar: - - to - -
|  |  | HAND REGULATING VALVE | - |  | - | [8 empty] | - | bar: - - to - -
|  |  | STOP-CHECK VALVE | - |  | - | [8 empty] | - | bar: - - to - -
9 | ICF | NH3 | ICF | 1 1/2" | DANFOSS | ICF 25-4-10RB | 027L4091 | - | - | STR | 1" | SOCKET WELD | - | - | -
|  |  | STOP VALVE | - |  | - | [8 empty] | - | bar: - - to - -
|  |  | STRAINER | - |  | - | [8 empty] | - | bar: - - to - -
|  |  | SOLENOID W/MANUAL OPENING FTR | - |  | - | - | - | - | - | - | - | 110 VAC | - | -
|  |  | HAND REGULATING VALVE | - |  | - | [8 empty] | - | bar: - - to - -
4 | ICF | NH3 | ICF | 2" | DANFOSS | ICF 50-4-41 | 027L5024 | - | - | STR | 2" | SOCKET WELD | - | - | -
|  |  | STOP VALVE | - |  | - | [8 empty] | - | bar: - - to - -
|  |  | BLANK COVER | - |  | - | [8 empty] | - | bar: - - to - -
|  |  | GAS POWERED SOLENOID VALVE | - |  | - | - | - | - | - | - | - | 110 VAC | - | -
|  |  | STOP VALVE | - |  | - | [8 empty] | - | bar: - - to - -
2 | ICF | NH3 | ICF | 3/4" | DANFOSS | ICF 20-6-2RA | 027L3014 | - | - | STR | 3/4" | SOCKET WELD | - | - | -
|  |  | STOP VALVE | - |  | - | [8 empty] | - | bar: - - to - -
|  |  | STRAINER | - |  | - | [8 empty] | - | bar: - - to - -
|  |  | SOLENOID VALVE | - |  | - | - | - | - | - | - | - | 110 VAC | - | -
|  |  | MANUAL OPENING STEM | - |  | - | [8 empty] | - | bar: - - to - -
|  |  | HAND REGULATING VALVE | - |  | - | [8 empty] | - | bar: - - to - -
|  |  | STOP-CHECK VALVE | - |  | - | [8 empty] | - | bar: - - to - -
14 | ICF | NH3 | ICF | 1" | DANFOSS | ICF-20-4-90 | CUSTOM | - | - | STR | 3/4" | SOCKET WELD | - | - | -
| HV | NH3 | STOP VALVE | - | DANFOSS | - | [8 empty] | - | bar: - - to - -
| FV | NH3 | FLOAT EXPANSION VALVE | - | DANFOSS | - | [8 empty] | - | bar: - - to - -
| - | NH3 | BLANK COVER | - | DANFOSS | - | [8 empty] | - | bar: - - to - -
| HV | NH3 | STOP VALVE | - | DANFOSS | - | [8 empty] | - | bar: - - to - -
10 | ICF | NH3 | ICF | 2" | DANFOSS | ICF 50-4-42S50 | 148X1502 | - | - | STR | 2" | SOCKET WELD | - | - | -
| HV | NH3 | STOP VALVE | - | DANFOSS | - | [8 empty] | - | bar: - - to - -
| STR | NH3 | STRAINER | - | DANFOSS | - | 148H3184 | - | - | - | - | - | - | - | - | 72 MESH STRAINER
| CV | NH3 | BACK PRESSURE REGULATOR W/ ELEC CUTOFF | - | DANFOSS | - | - | - | - | - | - | - | 110VAC | - | -
| HV | NH3 | STOP VALVE | - | DANFOSS | - | [8 empty] | - | bar: - - to - -
6 | ICF | NH3 | ICF | 1" | DANFOSS | ICF-20-4-90 | CUSTOM | - | - | STR | 3/4" | SOCKET WELD | - | - | -
| HV | NH3 | STOP VALVE | - | DANFOSS | - | [8 empty] | - | bar: - - to - -
| FV | NH3 | FLOAT EXPANSION VALVE | - | DANFOSS | - | [8 empty] | - | bar: - - to - -
| - | NH3 | BLANK COVER | - | DANFOSS | - | [8 empty] | - | bar: - - to - -
| HV | NH3 | STOP VALVE | - | DANFOSS | - | [8 empty] | - | bar: - - to - -
10 | ICF | NH3 | ICF | 1" | DANFOSS | ICF-20-4-90 | CUSTOM | - | - | STR | 3/4" | SOCKET WELD | - | - | -
| HV | NH3 | STOP VALVE | - | DANFOSS | - | [8 empty] | - | bar: - - to - -
| FV | NH3 | FLOAT EXPANSION VALVE | - | DANFOSS | - | [8 empty] | - | bar: - - to - -
| - | NH3 | BLANK COVER | - | DANFOSS | - | [8 empty] | - | bar: - - to - -
| HV | NH3 | STOP VALVE | - | DANFOSS | - | [8 empty] | - | bar: - - to - -
8 | ICF | NH3 | ICF | 2" | DANFOSS | ICF 50-4-42S50 | 027L5004 | - | - | STR | 1/2" | SOCKET WELD | - | - | -
| HV | NH3 | STOP VALVE | - | DANFOSS | - | [8 empty] | - | bar: - - to - -
| STR | NH3 | STRAINER | - | DANFOSS | - | [8 empty] | - | bar: - - to - -
| CV | NH3 | OUTLET PRESSURE REGULATOR W/ELEC SHUTOFF | - | DANFOSS | ICS 50-OS | 148X0428 | 105 PSIG | - | - | - | - | 110VAC | - | -
| HV | NH3 | STOP VALVE | - | DANFOSS | - | [8 empty] | - | bar: - - to - -
3 | ICF | NH3 | ICF | 1" | DANFOSS | ICF-20-4-90 | CUSTOM | - | - | STR | 3/4" | SOCKET WELD | - | - | -
| HV | NH3 | STOP VALVE | - | DANFOSS | - | [8 empty] | - | bar: - - to - -
| FV | NH3 | FLOAT EXPANSION VALVE | - | DANFOSS | - | [8 empty] | - | bar: - - to - -
| - | NH3 | BLANK COVER | - | DANFOSS | - | [8 empty] | - | bar: - - to - -
| HV | NH3 | STOP VALVE | - | DANFOSS | - | [8 empty] | - | bar: - - to - -
1 | ICF | NH3 | ICF | 2" | DANFOSS | ICF 50-4-42S50 | 027L5004 | - | - | STR | 1/2" | SOCKET WELD | - | - | -
| HV | NH3 | STOP VALVE | - | DANFOSS | - | [8 empty] | - | bar: - - to - -
| STR | NH3 | STRAINER | - | DANFOSS | - | [8 empty] | - | bar: - - to - -
| CV | NH3 | OUTLET PRESSURE REGULATOR W/ELEC SHUTOFF | - | DANFOSS | ICS 50-OS | 148X0428 | 105 PSIG | - | - | - | - | 110VAC | - | -
| HV | NH3 | STOP VALVE | - | DANFOSS | - | [8 empty] | - | bar: - - to - -
3 | ICF | NH3 | ICF | 3/4" | DANFOSS | ICF 15-4-9H | 027L4527 | - | - | STR | 1/2" | SOCKET WELD | - | - | -
| HV | NH3 | STOP VALVE | - | DANFOSS | - | [8 empty] | - | bar: - - to - -
| STR | NH3 | STRAINER | - | DANFOSS | - | [8 empty] | - | bar: - - to - -
| SOV | NH3 | SOLENOID W/MANUAL OPENING FTR | - | DANFOSS | - | - | - | - | - | - | - | 110VAC | - | -
| HV | NH3 | STOP VALVE | - | DANFOSS | - | [8 empty] | - | bar: - - to - -
3 | ICF | NH3 | ICF | 1" | DANFOSS | ICF 20-6-5MA33 | 027L3391 | - | - | STR | 3/4" | SOCKET WELD | - | - | -
| HV | NH3 | STOP VALVE | - | DANFOSS | - | [8 empty] | - | bar: - - to - -
| STR | NH3 | STRAINER | - | DANFOSS | - | [8 empty] | - | bar: - - to - -
| SOV | NH3 | SOLENOID VALVE | - | DANFOSS | - | - | - | - | - | - | - | 110VAC | - | -
| CV | NH3 | MANUAL OPENING STEM | - | DANFOSS | - | [8 empty] | - | bar: - - to - -
| MOV | NH3 | MOTORIZED CONTROL VALVE | - | DANFOSS | - | - | - | - | - | - | - | 24VDC | 4-20mA | 24VDC
| HV | NH3 | STOP VALVE | - | DANFOSS | - | [8 empty] | - | bar: - - to - -
1 | ICF | NH3 | ICF | 1" | DANFOSS | ICF 20-4-9 | 027L3071 | - | - | STR | 3/4" | SOCKET WELD | - | - | -
| HV | NH3 | STOP VALVE | - | DANFOSS | - | [8 empty] | - | bar: - - to - -
| STR | NH3 | STRAINER | - | DANFOSS | - | [8 empty] | - | bar: - - to - -
| SOV | NH3 | SOLENOID VALVE | - | DANFOSS | - | - | - | - | - | - | - | 110VAC | - | -
| HV | NH3 | STOP VALVE | - | DANFOSS | - | [8 empty] | - | bar: - - to - -
14 | ICF | NH3 | ICF | 1/2" | DANFOSS | ICF 15-4-9 | 027L4538 | - | - | STR | 1/2" | SOCKET WELD | - | - | -
| HV | NH3 | STOP VALVE | - | DANFOSS | - | [8 empty] | - | bar: - - to - -
| STR | NH3 | STRAINER | - | DANFOSS | - | [8 empty] | - | bar: - - to - -
| SOV | NH3 | SOLENOID VALVE | - | DANFOSS | - | - | - | - | - | - | - | 110VAC | - | -
| HV | NH3 | STOP VALVE | - | DANFOSS | - | [8 empty] | - | bar: - - to - -
4 | ICF | NH3 | ICF | 1/2" | DANFOSS | ICF 15-4-9 | 027L4538 | - | - | STR | 1/2" | SOCKET WELD | - | - | -
| HV | NH3 | STOP VALVE | - | DANFOSS | - | [8 empty] | - | bar: - - to - -
| STR | NH3 | STRAINER | - | DANFOSS | - | [8 empty] | - | bar: - - to - -
| SOV | NH3 | SOLENOID VALVE | - | DANFOSS | - | - | - | - | - | - | - | 110VAC | - | -
| HV | NH3 | STOP VALVE | - | DANFOSS | - | [8 empty] | - | bar: - - to - -
9 | ICF | NH3 | ICF | 1/2" | DANFOSS | ICF 15-4-9 | 027L4538 | - | - | STR | 1/2" | SOCKET WELD | - | - | -
| HV | NH3 | STOP VALVE | - | DANFOSS | - | [8 empty] | - | bar: - - to - -
| STR | NH3 | STRAINER | - | DANFOSS | - | [8 empty] | - | bar: - - to - -
| SOV | NH3 | SOLENOID VALVE | - | DANFOSS | - | - | - | - | - | - | - | 110VAC | - | -
| HV | NH3 | STOP VALVE | - | DANFOSS | - | [8 empty] | - | bar: - - to - -
7 | ICF | NH3 | ICF | 1/2" | DANFOSS | ICF 15-4-9 | 027L4538 | - | - | STR | 1/2" | SOCKET WELD | - | - | -
| HV | NH3 | STOP VALVE | - | DANFOSS | - | [8 empty] | - | bar: - - to - -
| STR | NH3 | STRAINER | - | DANFOSS | - | [8 empty] | - | bar: - - to - -
| SOV | NH3 | SOLENOID VALVE | - | DANFOSS | - | - | - | - | - | - | - | 110VAC | - | -
| HV | NH3 | STOP VALVE | - | DANFOSS | - | [8 empty] | - | bar: - - to - -
9 | ICF | NH3 | ICF | 1/2" | DANFOSS | ICF 15-4-9 | 027L4538 | - | - | STR | 1/2" | SOCKET WELD | - | - | -
| HV | NH3 | STOP VALVE | - | DANFOSS | - | [8 empty] | - | bar: - - to - -
| STR | NH3 | STRAINER | - | DANFOSS | - | [8 empty] | - | bar: - - to - -
| SOV | NH3 | SOLENOID VALVE | - | DANFOSS | - | - | - | - | - | - | - | 110VAC | - | -
| HV | NH3 | STOP VALVE | - | DANFOSS | - | [8 empty] | - | bar: - - to - -
7 | ICF | NH3 | ICF | 1/2" | DANFOSS | ICF 15-4-9 | 027L4538 | - | - | STR | 1/2" | SOCKET WELD | - | - | -
| HV | NH3 | STOP VALVE | - | DANFOSS | - | [8 empty] | - | bar: - - to - -
| STR | NH3 | STRAINER | - | DANFOSS | - | [8 empty] | - | bar: - - to - -
| SOV | NH3 | SOLENOID VALVE | - | DANFOSS | - | - | - | - | - | - | - | 110VAC | - | -
| HV | NH3 | STOP VALVE | - | DANFOSS | - | [8 empty] | - | bar: - - to - -
9 | ICF | NH3 | ICF | 1/2" | DANFOSS | ICF 15-4-9 | 027L4538 | - | - | STR | 1/2" | SOCKET WELD | - | - | -
| HV | NH3 | STOP VALVE | - | DANFOSS | - | [8 empty] | - | bar: - - to - -
| STR | NH3 | STRAINER | - | DANFOSS | - | [8 empty] | - | bar: - - to - -
| SOV | NH3 | SOLENOID VALVE | - | DANFOSS | - | - | - | - | - | - | - | 110VAC | - | -
| HV | NH3 | STOP VALVE | - | DANFOSS | - | [8 empty] | - | bar: - - to - -
7 | ICF | NH3 | ICF | 1/2" | DANFOSS | ICF 15-4-9 | 027L4538 | - | - | STR | 1/2" | SOCKET WELD | - | - | -
| HV | NH3 | STOP VALVE | - | DANFOSS | - | [8 empty] | - | bar: - - to - -
| STR | NH3 | STRAINER | - | DANFOSS | - | [8 empty] | - | bar: - - to - -
| SOV | NH3 | SOLENOID VALVE | - | DANFOSS | - | - | - | - | - | - | - | 110VAC | - | -
| HV | NH3 | STOP VALVE | - | DANFOSS | - | [8 empty] | - | bar: - - to - -
7 | ICF | NH3 | ICF | 1/2" | DANFOSS | ICF 15-4-9 | 027L4538 | - | - | STR | 1/2" | SOCKET WELD | - | - | -
| HV | NH3 | STOP VALVE | - | DANFOSS | - | [8 empty] | - | bar: - - to - -
| STR | NH3 | STRAINER | - | DANFOSS | - | [8 empty] | - | bar: - - to - -
| SOV | NH3 | SOLENOID VALVE | - | DANFOSS | - | - | - | - | - | - | - | 110VAC | - | -
| HV | NH3 | STOP VALVE | - | DANFOSS | - | [8 empty] | - | bar: - - to - -
5 | ICF | NH3 | ICF | 2" | DANFOSS | ICF 50-4-90 | - | - | - | STR | 2" | SOCKET WELD | - | - | -
| HV | NH3 | STOP VALVE | - | DANFOSS | - | [8 empty] | - | bar: - - to - -
| STR | NH3 | STRAINER | - | DANFOSS | - | [8 empty] | - | 150 MESH PLEATED STRAINER | bar: - - to - -
| CV | NH3 | BACK PRESSURE REGULATOR W/ ELEC CUTOFF | - | DANFOSS | - | - | - | NC | - | 2" | - | 110VAC | - | -
| HV | NH3 | STOP-CHECK VALVE | - | DANFOSS | - | [8 empty] | - | bar: - - to - -
4 | ICF | NH3 | ICF | 2" | DANFOSS | ICF 50-4-90 | - | - | - | STR | 2" | - | - | - | - | PROVIDED WITH COMPRESSOR
| HV | NH3 | STOP VALVE | - | DANFOSS | - | [8 empty] | - | bar: - - to - -
| STR | NH3 | STRAINER | - | DANFOSS | - | [8 empty] | - | 150 MESH PLEATED STRAINER | bar: - - to - -
| CV | NH3 | BACK PRESSURE REGULATOR W/ ELEC CUTOFF | - | DANFOSS | - | - | - | NC | - | 2" | - | 110VAC | - | -
| HV | NH3 | STOP-CHECK VALVE | - | DANFOSS | - | [8 empty] | - | bar: - - to - -
4 | ICF | NH3 | ICF | 2" | DANFOSS | ICF 50-4-90 | - | - | - | STR | 2" | SOCKET WELD | - | - | -
| HV | NH3 | STOP VALVE | - | DANFOSS | - | [8 empty] | - | bar: - - to - -
| STR | NH3 | STRAINER | - | DANFOSS | - | [8 empty] | - | 150 MESH PLEATED STRAINER | bar: - - to - -
| CV | NH3 | BACK PRESSURE REGULATOR W/ ELEC CUTOFF | - | DANFOSS | - | - | - | NC | - | 2" | - | 110VAC | - | -
| HV | NH3 | STOP-CHECK VALVE | - | DANFOSS | - | [8 empty] | - | bar: - - to - -
4 | ICF | NH3 | ICF | 2" | DANFOSS | ICF 50-4-90 | - | - | - | STR | 2" | SOCKET WELD | - | - | -
| HV | NH3 | STOP VALVE | - | DANFOSS | - | [8 empty] | - | bar: - - to - -
| STR | NH3 | STRAINER | - | DANFOSS | - | [8 empty] | - | 150 MESH PLEATED STRAINER | bar: - - to - -
| CV | NH3 | BACK PRESSURE REGULATOR W/ ELEC CUTOFF | - | DANFOSS | - | - | - | NC | - | 2" | - | 110VAC | - | -
| HV | NH3 | STOP-CHECK VALVE | - | DANFOSS | - | [8 empty] | - | bar: - - to - -
4 | ICF | NH3 | ICF | 2" | DANFOSS | ICF 50-4-90 | - | - | - | STR | 2" | SOCKET WELD | - | - | -
| HV | NH3 | STOP VALVE | - | DANFOSS | - | [8 empty] | - | bar: - - to - -
| STR | NH3 | STRAINER | - | DANFOSS | - | [8 empty] | - | 150 MESH PLEATED STRAINER | bar: - - to - -
| CV | NH3 | BACK PRESSURE REGULATOR W/ ELEC CUTOFF | - | DANFOSS | - | - | - | NC | - | 2" | - | 110VAC | - | -
| HV | NH3 | STOP-CHECK VALVE | - | DANFOSS | - | [8 empty] | - | bar: - - to - -
1 | ICF | NH3 | ICF | 3/4" | DANFOSS | ICF 20-6-2RA | 027L3014 | - | - | STR | 3/4" | SOCKET WELD | - | - | -
| HV | NH3 | STOP VALVE | - | DANFOSS | - | [8 empty] | - | bar: - - to - -
| STR | NH3 | STRAINER | - | DANFOSS | - | [8 empty] | - | bar: - - to - -
| SOV | NH3 | SOLENOID VALVE | - | DANFOSS | - | - | - | NC | - | - | - | 110VAC | - | -
| CV | NH3 | MANUAL OPENING STEM | - | DANFOSS | - | [8 empty] | - | bar: - - to - -
| HEV | NH3 | HAND REGULATING VALVE | - | DANFOSS | - | [8 empty] | - | bar: - - to - -
| HV | NH3 | STOP-CHECK VALVE | - | DANFOSS | - | [8 empty] | - | bar: - - to - -
1 | ICF | NH3 | ICF | 1" | DANFOSS | ICF 20-6-2RA | 027L3016 | - | - | STR | 3/4" | SOCKET WELD | - | - | -
| HV | NH3 | STOP VALVE | - | DANFOSS | - | [8 empty] | - | bar: - - to - -
| STR | NH3 | STRAINER | - | DANFOSS | - | [8 empty] | - | bar: - - to - -
| SOV | NH3 | SOLENOID VALVE | - | DANFOSS | - | - | - | NC | - | - | - | 110VAC | - | -
| CV | NH3 | MANUAL OPENING STEM | - | DANFOSS | - | [8 empty] | - | bar: - - to - -
| HEV | NH3 | HAND REGULATING VALVE | - | DANFOSS | - | [8 empty] | - | bar: - - to - -
| HV | NH3 | STOP-CHECK VALVE | - | DANFOSS | - | [8 empty] | - | bar: - - to - -
7 | ICF | NH3 | ICF | 1" | DANFOSS | ICF 25-6-5MA | 027L4039 | - | - | STR | 1" | SOCKET WELD | - | - | -
| HV | NH3 | STOP VALVE | - | DANFOSS | - | [8 empty] | - | bar: - - to - -
| STR | NH3 | STRAINER | - | DANFOSS | - | [8 empty] | - | bar: - - to - -
| SOV | NH3 | SOLENOID W/MANUAL OPENING FTR | - | DANFOSS | - | - | - | NC | - | - | - | 110VAC | - | -
| - | NH3 | BLANK COVER | - | DANFOSS | - | [8 empty] | - | bar: - - to - -
| MOV | NH3 | MOTORIZED CONTROL VALVE | - | DANFOSS | - | [8 empty] | - | bar: - - to - -
| HV | NH3 | STOP VALVE | - | DANFOSS | - | [8 empty] | - | bar: - - to - -
1 | ICF | NH3 | ICF | 1" | DANFOSS | ICF 20-6-2RA | 027L3016 | - | - | STR | 3/4" | SOCKET WELD | - | - | -
| HV | NH3 | STOP VALVE | - | DANFOSS | - | [8 empty] | - | bar: - - to - -
| STR | NH3 | STRAINER | - | DANFOSS | - | [8 empty] | - | bar: - - to - -
| SOV | NH3 | SOLENOID VALVE | - | DANFOSS | - | - | - | NC | - | - | - | 110VAC | - | -
| CV | NH3 | MANUAL OPENING STEM | - | DANFOSS | - | [8 empty] | - | bar: - - to - -
| HEV | NH3 | HAND REGULATING VALVE | - | DANFOSS | - | [8 empty] | - | bar: - - to - -
| HV | NH3 | STOP-CHECK VALVE | - | DANFOSS | - | [8 empty] | - | bar: - - to - -
7 | ICF | NH3 | ICF | 1" | DANFOSS | ICF 25-6-5MA | 027L4039 | - | - | STR | 1" | SOCKET WELD | - | - | -
| HV | NH3 | STOP VALVE | - | DANFOSS | - | [8 empty] | - | bar: - - to - -
| STR | NH3 | STRAINER | - | DANFOSS | - | [8 empty] | - | bar: - - to - -
| SOV | NH3 | SOLENOID W/MANUAL OPENING FTR | - | DANFOSS | - | - | - | NC | - | - | - | 110VAC | - | -
| - | NH3 | BLANK COVER | - | DANFOSS | - | [8 empty] | - | bar: - - to - -
| MOV | NH3 | MOTORIZED CONTROL VALVE | - | DANFOSS | - | [8 empty] | - | bar: - - to - -
| HV | NH3 | STOP VALVE | - | DANFOSS | - | [8 empty] | - | bar: - - to - -
1 | ICF | NH3 | ICF | 1" | DANFOSS | ICF 20-6-2RA | 027L3016 | - | - | STR | 3/4" | SOCKET WELD | - | - | -
| HV | NH3 | STOP VALVE | - | DANFOSS | - | [8 empty] | - | bar: - - to - -
| STR | NH3 | STRAINER | - | DANFOSS | - | [8 empty] | - | bar: - - to - -
| SOV | NH3 | SOLENOID VALVE | - | DANFOSS | - | - | - | NC | - | - | - | 110VAC | - | -
| CV | NH3 | MANUAL OPENING STEM | - | DANFOSS | - | [8 empty] | - | bar: - - to - -
| HEV | NH3 | HAND REGULATING VALVE | - | DANFOSS | - | [8 empty] | - | bar: - - to - -
| HV | NH3 | STOP-CHECK VALVE | - | DANFOSS | - | [8 empty] | - | bar: - - to - -
1 | ICF | NH3 | ICF | 1" | DANFOSS | ICF 20-6-2RA | 027L3016 | - | - | STR | 3/4" | SOCKET WELD | - | - | -
| HV | NH3 | STOP VALVE | - | DANFOSS | - | [8 empty] | - | bar: - - to - -
| STR | NH3 | STRAINER | - | DANFOSS | - | [8 empty] | - | bar: - - to - -
| SOV | NH3 | SOLENOID VALVE | - | DANFOSS | - | - | - | NC | - | - | - | 110VAC | - | -
| CV | NH3 | MANUAL OPENING STEM | - | DANFOSS | - | [8 empty] | - | bar: - - to - -
| HEV | NH3 | HAND REGULATING VALVE | - | DANFOSS | - | [8 empty] | - | bar: - - to - -
| HV | NH3 | STOP-CHECK VALVE | - | DANFOSS | - | [8 empty] | - | bar: - - to - -
7 | ICF | NH3 | ICF | 1" | DANFOSS | ICF 25-6-5MA | 027L4039 | - | - | STR | 1" | SOCKET WELD | - | - | -
| HV | NH3 | STOP VALVE | - | DANFOSS | - | [8 empty] | - | bar: - - to - -
| STR | NH3 | STRAINER | - | DANFOSS | - | [8 empty] | - | bar: - - to - -
| SOV | NH3 | SOLENOID W/MANUAL OPENING FTR | - | DANFOSS | - | - | - | NC | - | - | - | 110VAC | - | -
| - | NH3 | BLANK COVER | - | DANFOSS | - | [8 empty] | - | bar: - - to - -
| MOV | NH3 | MOTORIZED CONTROL VALVE | - | DANFOSS | - | [8 empty] | - | bar: - - to - -
| HV | NH3 | STOP VALVE | - | DANFOSS | - | [8 empty] | - | bar: - - to - -
1 | ICF | NH3 | ICF | 1" | DANFOSS | ICF 20-6-2RA | 027L3016 | - | - | STR | 3/4" | SOCKET WELD | - | - | -
| HV | NH3 | STOP VALVE | - | DANFOSS | - | [8 empty] | - | bar: - - to - -
| STR | NH3 | STRAINER | - | DANFOSS | - | [8 empty] | - | bar: - - to - -
| SOV | NH3 | SOLENOID VALVE | - | DANFOSS | - | - | - | NC | - | - | - | 110VAC | - | -
| CV | NH3 | MANUAL OPENING STEM | - | DANFOSS | - | [8 empty] | - | bar: - - to - -
| HEV | NH3 | HAND REGULATING VALVE | - | DANFOSS | - | [8 empty] | - | bar: - - to - -
| HV | NH3 | STOP-CHECK VALVE | - | DANFOSS | - | [8 empty] | - | bar: - - to - -
1 | ICF | NH3 | ICF | 1" | DANFOSS | ICF 20-6-2RA | 027L3016 | - | - | STR | 3/4" | SOCKET WELD | - | - | -
| HV | NH3 | STOP VALVE | - | DANFOSS | - | [8 empty] | - | bar: - - to - -
| STR | NH3 | STRAINER | - | DANFOSS | - | [8 empty] | - | bar: - - to - -
| SOV | NH3 | SOLENOID VALVE | - | DANFOSS | - | - | - | NC | - | - | - | 110VAC | - | -
| CV | NH3 | MANUAL OPENING STEM | - | DANFOSS | - | [8 empty] | - | bar: - - to - -
| HEV | NH3 | HAND REGULATING VALVE | - | DANFOSS | - | [8 empty] | - | bar: - - to - -
| HV | NH3 | STOP-CHECK VALVE | - | DANFOSS | - | [8 empty] | - | bar: - - to - -
7 | ICF | NH3 | ICF | 1" | DANFOSS | ICF 25-6-5MA | 027L4039 | - | - | STR | 1" | SOCKET WELD | - | - | -
| HV | NH3 | STOP VALVE | - | DANFOSS | - | [8 empty] | - | bar: - - to - -
| STR | NH3 | STRAINER | - | DANFOSS | - | [8 empty] | - | bar: - - to - -
| SOV | NH3 | SOLENOID W/MANUAL OPENING FTR | - | DANFOSS | - | - | - | NC | - | - | - | 110VAC | - | -
| - | NH3 | BLANK COVER | - | DANFOSS | - | [8 empty] | - | bar: - - to - -
| MOV | NH3 | MOTORIZED CONTROL VALVE | - | DANFOSS | - | [8 empty] | - | bar: - - to - -
| HV | NH3 | STOP VALVE | - | DANFOSS | - | [8 empty] | - | bar: - - to - -
1 | ICF | NH3 | ICF | 1" | DANFOSS | ICF 20-6-2RA | 027L3016 | - | - | STR | 3/4" | SOCKET WELD | - | - | -
| HV | NH3 | STOP VALVE | - | DANFOSS | - | [8 empty] | - | bar: - - to - -
| STR | NH3 | STRAINER | - | DANFOSS | - | [8 empty] | - | bar: - - to - -
| SOV | NH3 | SOLENOID VALVE | - | DANFOSS | - | - | - | NC | - | - | - | 110VAC | - | -
| CV | NH3 | MANUAL OPENING STEM | - | DANFOSS | - | [8 empty] | - | bar: - - to - -
| HEV | NH3 | HAND REGULATING VALVE | - | DANFOSS | - | [8 empty] | - | bar: - - to - -
| HV | NH3 | STOP-CHECK VALVE | - | DANFOSS | - | [8 empty] | - | bar: - - to - -
1 | ICF | NH3 | ICF | 1" | DANFOSS | ICF 20-6-2RA | 027L3016 | - | - | STR | 3/4" | SOCKET WELD | - | - | -
| HV | NH3 | STOP VALVE | - | DANFOSS | - | [8 empty] | - | bar: - - to - -
| STR | NH3 | STRAINER | - | DANFOSS | - | [8 empty] | - | bar: - - to - -
| SOV | NH3 | SOLENOID VALVE | - | DANFOSS | - | - | - | NC | - | - | - | 110VAC | - | -
| CV | NH3 | MANUAL OPENING STEM | - | DANFOSS | - | [8 empty] | - | bar: - - to - -
| HEV | NH3 | HAND REGULATING VALVE | - | DANFOSS | - | [8 empty] | - | bar: - - to - -
| HV | NH3 | STOP-CHECK VALVE | - | DANFOSS | - | [8 empty] | - | bar: - - to - -
5 | ICF | NH3 | ICF | 2" | DANFOSS | ICF 50-4-41 | 027L5024 | - | - | STR | 2" | SOCKET WELD | - | - | -
| HV | NH3 | STOP VALVE | - | DANFOSS | - | [8 empty] | - | bar: - - to - -
| - | NH3 | BLANK COVER | - | DANFOSS | - | [8 empty] | - | bar: - - to - -
| CV | NH3 | GAS POWERED SOLENOID VALVE | - | DANFOSS | - | - | - | NC | - | - | - | 110VAC | - | -
| HV | NH3 | STOP VALVE | - | DANFOSS | - | [8 empty] | - | bar: - - to - -
3 | ICF | NH3 | ICF | 1" | DANFOSS | ICF 25-4-10RA | 027L4077 | - | - | STR | 1" | SOCKET WELD | - | - | -
| HV | NH3 | STOP VALVE | - | DANFOSS | - | [8 empty] | - | bar: - - to - -
| STR | NH3 | STRAINER | - | DANFOSS | - | [8 empty] | - | bar: - - to - -
| SOV | NH3 | SOLENOID W/MANUAL OPENING FTR | - | DANFOSS | - | - | - | NC | - | - | - | 110VAC | - | -
| HEV | NH3 | HAND REGULATING VALVE | - | DANFOSS | - | [8 empty] | - | bar: - - to - -
1 | ICF | NH3 | ICF | 1" | DANFOSS | ICF 20-6-2RA | 027L3016 | - | - | STR | 3/4" | SOCKET WELD | - | - | -
| HV | NH3 | STOP VALVE | - | DANFOSS | - | [8 empty] | - | bar: - - to - -
| STR | NH3 | STRAINER | - | DANFOSS | - | [8 empty] | - | bar: - - to - -
| SOV | NH3 | SOLENOID VALVE | - | DANFOSS | - | - | - | NC | - | - | - | 110VAC | - | -
| CV | NH3 | MANUAL OPENING STEM | - | DANFOSS | - | [8 empty] | - | bar: - - to - -
| HEV | NH3 | HAND REGULATING VALVE | - | DANFOSS | - | [8 empty] | - | bar: - - to - -
| HV | NH3 | STOP-CHECK VALVE | - | DANFOSS | - | [8 empty] | - | bar: - - to - -
5 | ICF | NH3 | ICF | 2" | DANFOSS | ICF 50-4-41 | 027L5024 | - | - | STR | 2" | SOCKET WELD | - | - | -
| HV | NH3 | STOP VALVE | - | DANFOSS | - | [8 empty] | - | bar: - - to - -
| - | NH3 | BLANK COVER | - | DANFOSS | - | [8 empty] | - | bar: - - to - -
| CV | NH3 | GAS POWERED SOLENOID VALVE | - | DANFOSS | - | - | - | NC | - | - | - | 110VAC | - | -
| HV | NH3 | STOP VALVE | - | DANFOSS | - | [8 empty] | - | bar: - - to - -
3 | ICF | NH3 | ICF | 1" | DANFOSS | ICF 25-4-10RA | 027L4077 | - | - | STR | 1" | SOCKET WELD | - | - | -
| HV | NH3 | STOP VALVE | - | DANFOSS | - | [8 empty] | - | bar: - - to - -
| STR | NH3 | STRAINER | - | DANFOSS | - | [8 empty] | - | bar: - - to - -
| SOV | NH3 | SOLENOID W/MANUAL OPENING FTR | - | DANFOSS | - | - | - | NC | - | - | - | 110VAC | - | -
| HEV | NH3 | HAND REGULATING VALVE | - | DANFOSS | - | [8 empty] | - | bar: - - to - -
1 | ICF | NH3 | ICF | 1" | DANFOSS | ICF 20-6-2RA | 027L3016 | - | - | STR | 3/4" | SOCKET WELD | - | - | -
| HV | NH3 | STOP VALVE | - | DANFOSS | - | [8 empty] | - | bar: - - to - -
| STR | NH3 | STRAINER | - | DANFOSS | - | [8 empty] | - | bar: - - to - -
| SOV | NH3 | SOLENOID VALVE | - | DANFOSS | - | - | - | NC | - | - | - | 110VAC | - | -
| CV | NH3 | MANUAL OPENING STEM | - | DANFOSS | - | [8 empty] | - | bar: - - to - -
| HEV | NH3 | HAND REGULATING VALVE | - | DANFOSS | - | [8 empty] | - | bar: - - to - -
| HV | NH3 | STOP-CHECK VALVE | - | DANFOSS | - | [8 empty] | - | bar: - - to - -
22 | ICF | NH3 | ICF | 1" | DANFOSS | ICF-20-4-90 | CUSTOM | - | - | STR | 3/4" | SOCKET WELD | - | - | -
| HV | NH3 | STOP VALVE | - | DANFOSS | - | [8 empty] | - | bar: - - to - -
| FV | NH3 | FLOAT EXPANSION VALVE | - | DANFOSS | - | [8 empty] | - | bar: - - to - -
| - | NH3 | BLANK COVER | - | DANFOSS | - | [8 empty] | - | bar: - - to - -
| HV | NH3 | STOP VALVE | - | DANFOSS | - | [8 empty] | - | bar: - - to - -
3 | ICF | NH3 | ICF | 1 1/4" | DANFOSS | ICF 25-6-5MA33 | 027L4173 | - | - | STR | 1" | SOCKET WELD | - | -
| HV | NH3 | STOP VALVE | - | DANFOSS | - | [8 empty] | - | bar: - - to - -
| STR | NH3 | STRAINER | - | DANFOSS | - | [8 empty] | - | bar: - - to - -
| SOV | NH3 | SOLENOID W/MANUAL OPENING FTR | - | DANFOSS | - | - | - | NC | - | - | - | 110VAC | - | -
| - | NH3 | BLANK COVER | - | DANFOSS | - | [8 empty] | - | bar: - - to - -
| MOV | NH3 | MOTORIZED CONTROL VALVE | - | DANFOSS | - | - | - | - | - | - | - | 24VDC | 4-20mA | 24VDC
| HV | NH3 | STOP VALVE | - | DANFOSS | - | [8 empty] | - | bar: - - to - -
1 | ICF | NH3 | ICF | 1-1/4" | DANFOSS | ICF-25-6-5MB | 027L4053 | - | - | STR | 1" | SOCKET WELD | - | -
| HV | NH3 | STOP VALVE | - | DANFOSS | - | [8 empty] | - | bar: - - to - -
| STR | NH3 | STRAINER | - | DANFOSS | - | [8 empty] | - | bar: - - to - -
| SOV | NH3 | SOLENOID W/MANUAL OPENING FTR | - | DANFOSS | - | - | - | NC | - | - | - | 110VAC | - | -
| - | NH3 | BLANK COVER | - | DANFOSS | - | [8 empty] | - | bar: - - to - -
| MOV | NH3 | MOTORIZED CONTROL VALVE | - | DANFOSS | - | - | - | - | - | - | - | 24VDC | 4-20mA | 24VDC
| HV | NH3 | STOP VALVE | - | DANFOSS | - | [8 empty] | - | bar: - - to - -
22 | ICF | NH3 | ICF | 1" | DANFOSS | ICF-20-4-90 | CUSTOM | - | - | STR | 3/4" | SOCKET WELD | - | - | -
| HV | NH3 | STOP VALVE | - | DANFOSS | - | [8 empty] | - | bar: - - to - -
| FV | NH3 | FLOAT EXPANSION VALVE | - | DANFOSS | - | [8 empty] | - | bar: - - to - -
| - | NH3 | BLANK COVER | - | DANFOSS | - | [8 empty] | - | bar: - - to - -
| HV | NH3 | STOP VALVE | - | DANFOSS | - | [8 empty] | - | bar: - - to - -
20 | ICF | NH3 | ICF | 1" | DANFOSS | ICF-20-4-90 | CUSTOM | - | - | STR | 3/4" | SOCKET WELD | - | - | -
| HV | NH3 | STOP VALVE | - | DANFOSS | - | [8 empty] | - | bar: - - to - -
| FV | NH3 | FLOAT EXPANSION VALVE | - | DANFOSS | - | [8 empty] | - | bar: - - to - -
| - | NH3 | BLANK COVER | - | DANFOSS | - | [8 empty] | - | bar: - - to - -
| HV | NH3 | STOP VALVE | - | DANFOSS | - | [8 empty] | - | bar: - - to - -
5 | ICF | NH3 | ICF | 1 1/4" | DANFOSS | ICF 25-6-5MA33 | 027L4173 | - | - | STR | 1" | SOCKET WELD | - | -
| HV | NH3 | STOP VALVE | - | DANFOSS | - | [8 empty] | - | bar: - - to - -
| STR | NH3 | STRAINER | - | DANFOSS | - | [8 empty] | - | bar: - - to - -
| SOV | NH3 | SOLENOID W/MANUAL OPENING FTR | - | DANFOSS | - | - | - | NC | - | - | - | 110VAC | - | -
| - | NH3 | BLANK COVER | - | DANFOSS | - | [8 empty] | - | bar: - - to - -
| MOV | NH3 | MOTORIZED CONTROL VALVE | - | DANFOSS | - | - | - | - | - | - | - | 24VDC | 4-20mA | 24VDC
| HV | NH3 | STOP VALVE | - | DANFOSS | - | [8 empty] | - | bar: - - to - -
3 | ICF | NH3 | ICF | 1 1/4" | DANFOSS | ICF 25-6-5MA33 | 027L4173 | - | - | STR | 1" | SOCKET WELD | - | -
| HV | NH3 | STOP VALVE | - | DANFOSS | - | [8 empty] | - | bar: - - to - -
| STR | NH3 | STRAINER | - | DANFOSS | - | [8 empty] | - | bar: - - to - -
| SOV | NH3 | SOLENOID W/MANUAL OPENING FTR | - | DANFOSS | - | - | - | NC | - | - | - | 110VAC | - | -
| - | NH3 | BLANK COVER | - | DANFOSS | - | [8 empty] | - | bar: - - to - -
| MOV | NH3 | MOTORIZED CONTROL VALVE | - | DANFOSS | - | - | - | - | - | - | - | 24VDC | 4-20mA | 24VDC
| HV | NH3 | STOP VALVE | - | DANFOSS | - | [8 empty] | - | bar: - - to - -
1 | ICF | NH3 | ICF | 1-1/2" | DANFOSS | ICF 25-6-5MB | 027L4053 | - | - | STR | 1" | SOCKET WELD | - | -
| HV | NH3 | STOP VALVE | - | DANFOSS | - | [8 empty] | - | bar: - - to - -
| STR | NH3 | STRAINER | - | DANFOSS | - | [8 empty] | - | bar: - - to - -
| SOV | NH3 | SOLENOID W/MANUAL OPENING FTR | - | DANFOSS | - | - | - | NC | - | - | - | 110VAC | - | -
| - | NH3 | BLANK COVER | - | DANFOSS | - | [8 empty] | - | bar: - - to - -
| MOV | NH3 | MOTORIZED CONTROL VALVE | - | DANFOSS | - | - | - | - | - | - | - | 24VDC | 4-20mA | 24VDC
| HV | NH3 | STOP VALVE | - | DANFOSS | - | [8 empty] | - | bar: - - to - -
22 | ICF | NH3 | ICF | 1" | DANFOSS | ICF-20-4-90 | CUSTOM | - | - | STR | 3/4" | SOCKET WELD | - | - | -
| HV | NH3 | STOP VALVE | - | DANFOSS | - | [8 empty] | - | bar: - - to - -
| FV | NH3 | FLOAT EXPANSION VALVE | - | DANFOSS | - | [8 empty] | - | bar: - - to - -
| - | NH3 | BLANK COVER | - | DANFOSS | - | [8 empty] | - | bar: - - to - -
| HV | NH3 | STOP VALVE | - | DANFOSS | - | [8 empty] | - | bar: - - to - -
20 | ICF | NH3 | ICF | 1" | DANFOSS | ICF-20-4-90 | CUSTOM | - | - | STR | 3/4" | SOCKET WELD | - | - | -
| HV | NH3 | STOP VALVE | - | DANFOSS | - | [8 empty] | - | bar: - - to - -
| FV | NH3 | FLOAT EXPANSION VALVE | - | DANFOSS | - | [8 empty] | - | bar: - - to - -
| - | NH3 | BLANK COVER | - | DANFOSS | - | [8 empty] | - | bar: - - to - -
| HV | NH3 | STOP VALVE | - | DANFOSS | - | [8 empty] | - | bar: - - to - -
5 | ICF | NH3 | ICF | 1 1/4" | DANFOSS | ICF 25-6-5MA33 | 027L4173 | - | - | STR | 1" | SOCKET WELD | - | -
| HV | NH3 | STOP VALVE | - | DANFOSS | - | [8 empty] | - | bar: - - to - -
| STR | NH3 | STRAINER | - | DANFOSS | - | [8 empty] | - | bar: - - to - -
| SOV | NH3 | SOLENOID W/MANUAL OPENING FTR | - | DANFOSS | - | - | - | NC | - | - | - | 110VAC | - | -
| - | NH3 | BLANK COVER | - | DANFOSS | - | [8 empty] | - | bar: - - to - -
| MOV | NH3 | MOTORIZED CONTROL VALVE | - | DANFOSS | - | - | - | - | - | - | - | 24VDC | 4-20mA | 24VDC
| HV | NH3 | STOP VALVE | - | DANFOSS | - | [8 empty] | - | bar: - - to - -
3 | ICF | NH3 | ICF | 1 1/4" | DANFOSS | ICF 25-6-5MA33 | 027L4173 | - | - | STR | 1" | SOCKET WELD | - | -
| HV | NH3 | STOP VALVE | - | DANFOSS | - | [8 empty] | - | bar: - - to - -
| STR | NH3 | STRAINER | - | DANFOSS | - | [8 empty] | - | bar: - - to - -
| SOV | NH3 | SOLENOID W/MANUAL OPENING FTR | - | DANFOSS | - | - | - | NC | - | - | - | 110VAC | - | -
| - | NH3 | BLANK COVER | - | DANFOSS | - | [8 empty] | - | bar: - - to - -
| MOV | NH3 | MOTORIZED CONTROL VALVE | - | DANFOSS | - | - | - | - | - | - | - | 24VDC | 4-20mA | 24VDC
| HV | NH3 | STOP VALVE | - | DANFOSS | - | [8 empty] | - | bar: - - to - -
1 | ICF | NH3 | ICF | 1-1/2" | DANFOSS | ICF 25-6-5MB | 027L4053 | - | - | STR | 1" | SOCKET WELD | - | -
| HV | NH3 | STOP VALVE | - | DANFOSS | - | [8 empty] | - | bar: - - to - -
| STR | NH3 | STRAINER | - | DANFOSS | - | [8 empty] | - | bar: - - to - -
| SOV | NH3 | SOLENOID W/MANUAL OPENING FTR | - | DANFOSS | - | - | - | NC | - | - | - | 110VAC | - | -
| - | NH3 | BLANK COVER | - | DANFOSS | - | [8 empty] | - | bar: - - to - -
| MOV | NH3 | MOTORIZED CONTROL VALVE | - | DANFOSS | - | - | - | - | - | - | - | 24VDC | 4-20mA | 24VDC
| HV | NH3 | STOP VALVE | - | DANFOSS | - | [8 empty] | - | bar: - - to - -
24 | ICF | NH3 | ICF | 1" | DANFOSS | ICF-20-4-90 | CUSTOM | - | - | STR | 3/4" | SOCKET WELD | - | - | -
| HV | NH3 | STOP VALVE | - | DANFOSS | - | [8 empty] | - | bar: - - to - -
| FV | NH3 | FLOAT EXPANSION VALVE | - | DANFOSS | - | [8 empty] | - | bar: - - to - -
| - | NH3 | BLANK COVER | - | DANFOSS | - | [8 empty] | - | bar: - - to - -
| HV | NH3 | STOP VALVE | - | DANFOSS | - | [8 empty] | - | bar: - - to - -
22 | ICF | NH3 | ICF | 1" | DANFOSS | ICF-20-4-90 | CUSTOM | - | - | STR | 3/4" | SOCKET WELD | - | - | -
| HV | NH3 | STOP VALVE | - | DANFOSS | - | [8 empty] | - | bar: - - to - -
| FV | NH3 | FLOAT EXPANSION VALVE | - | DANFOSS | - | [8 empty] | - | bar: - - to - -
| - | NH3 | BLANK COVER | - | DANFOSS | - | [8 empty] | - | bar: - - to - -
| HV | NH3 | STOP VALVE | - | DANFOSS | - | [8 empty] | - | bar: - - to - -
5 | ICF | NH3 | ICF | 1 1/4" | DANFOSS | ICF 25-6-5MA33 | 027L4173 | - | - | STR | 1" | SOCKET WELD | - | -
| HV | NH3 | STOP VALVE | - | DANFOSS | - | [8 empty] | - | bar: - - to - -
| STR | NH3 | STRAINER | - | DANFOSS | - | [8 empty] | - | bar: - - to - -
| SOV | NH3 | SOLENOID W/MANUAL OPENING FTR | - | DANFOSS | - | - | - | NC | - | - | - | 110VAC | - | -
| - | NH3 | BLANK COVER | - | DANFOSS | - | [8 empty] | - | bar: - - to - -
| MOV | NH3 | MOTORIZED CONTROL VALVE | - | DANFOSS | - | - | - | - | - | - | - | 24VDC | 4-20mA | 24VDC
| HV | NH3 | STOP VALVE | - | DANFOSS | - | [8 empty] | - | bar: - - to - -
3 | ICF | NH3 | ICF | 1 1/4" | DANFOSS | ICF 25-6-5MA33 | 027L4173 | - | - | STR | 1" | SOCKET WELD | - | -
| HV | NH3 | STOP VALVE | - | DANFOSS | - | [8 empty] | - | bar: - - to - -
| STR | NH3 | STRAINER | - | DANFOSS | - | [8 empty] | - | bar: - - to - -
| SOV | NH3 | SOLENOID W/MANUAL OPENING FTR | - | DANFOSS | - | - | - | NC | - | - | - | 110VAC | - | -
| - | NH3 | BLANK COVER | - | DANFOSS | - | [8 empty] | - | bar: - - to - -
| MOV | NH3 | MOTORIZED CONTROL VALVE | - | DANFOSS | - | - | - | - | - | - | - | 24VDC | 4-20mA | 24VDC
| HV | NH3 | STOP VALVE | - | DANFOSS | - | [8 empty] | - | bar: - - to - -
1 | ICF | NH3 | ICF | 1-1/4" | DANFOSS | ICF-25-6-5MB | 027L4053 | - | - | STR | 1" | SOCKET WELD | - | -
| HV | NH3 | STOP VALVE | - | DANFOSS | - | [8 empty] | - | bar: - - to - -
| STR | NH3 | STRAINER | - | DANFOSS | - | [8 empty] | - | bar: - - to - -
| SOV | NH3 | SOLENOID W/MANUAL OPENING FTR | - | DANFOSS | - | - | - | NC | - | - | - | 110VAC | - | -
| - | NH3 | BLANK COVER | - | DANFOSS | - | [8 empty] | - | bar: - - to - -
| MOV | NH3 | MOTORIZED CONTROL VALVE | - | DANFOSS | - | - | - | - | - | - | - | 24VDC | 4-20mA | 24VDC
| HV | NH3 | STOP VALVE | - | DANFOSS | - | [8 empty] | - | bar: - - to - -
24 | ICF | NH3 | ICF | 1" | DANFOSS | ICF-20-4-90 | CUSTOM | - | - | STR | 3/4" | SOCKET WELD | - | - | -
| HV | NH3 | STOP VALVE | - | DANFOSS | - | [8 empty] | - | bar: - - to - -
| FV | NH3 | FLOAT EXPANSION VALVE | - | DANFOSS | - | [8 empty] | - | bar: - - to - -
| - | NH3 | BLANK COVER | - | DANFOSS | - | [8 empty] | - | bar: - - to - -
| HV | NH3 | STOP VALVE | - | DANFOSS | - | [8 empty] | - | bar: - - to - -
22 | ICF | NH3 | ICF | 1" | DANFOSS | ICF-20-4-90 | CUSTOM | - | - | STR | 3/4" | SOCKET WELD | - | - | -
| HV | NH3 | STOP VALVE | - | DANFOSS | - | [8 empty] | - | bar: - - to - -
| FV | NH3 | FLOAT EXPANSION VALVE | - | DANFOSS | - | [8 empty] | - | bar: - - to - -
| - | NH3 | BLANK COVER | - | DANFOSS | - | [8 empty] | - | bar: - - to - -
| HV | NH3 | STOP VALVE | - | DANFOSS | - | [8 empty] | - | bar: - - to - -
5 | ICF | NH3 | ICF | 1 1/4" | DANFOSS | ICF 25-6-5MA33 | 027L4173 | - | - | STR | 1" | SOCKET WELD | - | -
| HV | NH3 | STOP VALVE | - | DANFOSS | - | [8 empty] | - | bar: - - to - -
| STR | NH3 | STRAINER | - | DANFOSS | - | [8 empty] | - | bar: - - to - -
| SOV | NH3 | SOLENOID W/MANUAL OPENING FTR | - | DANFOSS | - | - | - | NC | - | - | - | 110VAC | - | -
| - | NH3 | BLANK COVER | - | DANFOSS | - | [8 empty] | - | bar: - - to - -
| MOV | NH3 | MOTORIZED CONTROL VALVE | - | DANFOSS | - | - | - | - | - | - | - | 24VDC | 4-20mA | 24VDC
| HV | NH3 | STOP VALVE | - | DANFOSS | - | [8 empty] | - | bar: - - to - -
3 | ICF | NH3 | ICF | 1 1/4" | DANFOSS | ICF 25-6-5MA33 | 027L4173 | - | - | STR | 1" | SOCKET WELD | - | -
| HV | NH3 | STOP VALVE | - | DANFOSS | - | [8 empty] | - | bar: - - to - -
| STR | NH3 | STRAINER | - | DANFOSS | - | [8 empty] | - | bar: - - to - -
| SOV | NH3 | SOLENOID W/MANUAL OPENING FTR | - | DANFOSS | - | - | - | NC | - | - | - | 110VAC | - | -
| - | NH3 | BLANK COVER | - | DANFOSS | - | [8 empty] | - | bar: - - to - -
| MOV | NH3 | MOTORIZED CONTROL VALVE | - | DANFOSS | - | - | - | - | - | - | - | 24VDC | 4-20mA | 24VDC
| HV | NH3 | STOP VALVE | - | DANFOSS | - | [8 empty] | - | bar: - - to - -
1 | ICF | NH3 | ICF | 1-1/4" | DANFOSS | ICF-25-6-5MB | 027L4053 | - | - | STR | 1" | SOCKET WELD | - | -
| HV | NH3 | STOP VALVE | - | DANFOSS | - | [8 empty] | - | bar: - - to - -
| STR | NH3 | STRAINER | - | DANFOSS | - | [8 empty] | - | bar: - - to - -
| SOV | NH3 | SOLENOID W/MANUAL OPENING FTR | - | DANFOSS | - | - | - | NC | - | - | - | 110VAC | - | -
| - | NH3 | BLANK COVER | - | DANFOSS | - | [8 empty] | - | bar: - - to - -
| MOV | NH3 | MOTORIZED CONTROL VALVE | - | DANFOSS | - | - | - | - | - | - | - | 24VDC | 4-20mA | 24VDC
| HV | NH3 | STOP VALVE | - | DANFOSS | - | [8 empty] | - | bar: - - to - -
24 | ICF | NH3 | ICF | 1" | DANFOSS | ICF-20-4-90 | CUSTOM | - | - | STR | 3/4" | SOCKET WELD | - | - | -
| HV | NH3 | STOP VALVE | - | DANFOSS | - | [8 empty] | - | bar: - - to - -
| FV | NH3 | FLOAT EXPANSION VALVE | - | DANFOSS | - | [8 empty] | - | bar: - - to - -
| - | NH3 | BLANK COVER | - | DANFOSS | - | [8 empty] | - | bar: - - to - -
| HV | NH3 | STOP VALVE | - | DANFOSS | - | [8 empty] | - | bar: - - to - -
22 | ICF | NH3 | ICF | 1" | DANFOSS | ICF-20-4-90 | CUSTOM | - | - | STR | 3/4" | SOCKET WELD | - | - | -
| HV | NH3 | STOP VALVE | - | DANFOSS | - | [8 empty] | - | bar: - - to - -
| FV | NH3 | FLOAT EXPANSION VALVE | - | DANFOSS | - | [8 empty] | - | bar: - - to - -
| - | NH3 | BLANK COVER | - | DANFOSS | - | [8 empty] | - | bar: - - to - -
| HV | NH3 | STOP VALVE | - | DANFOSS | - | [8 empty] | - | bar: - - to - -
5 | ICF | NH3 | ICF | 1 1/4" | DANFOSS | ICF 25-6-5MA33 | 027L4173 | - | - | STR | 1" | SOCKET WELD | - | -
| HV | NH3 | STOP VALVE | - | DANFOSS | - | [8 empty] | - | bar: - - to - -
| STR | NH3 | STRAINER | - | DANFOSS | - | [8 empty] | - | bar: - - to - -
| SOV | NH3 | SOLENOID W/MANUAL OPENING FTR | - | DANFOSS | - | - | - | NC | - | - | - | 110VAC | - | -
| - | NH3 | BLANK COVER | - | DANFOSS | - | [8 empty] | - | bar: - - to - -
| MOV | NH3 | MOTORIZED CONTROL VALVE | - | DANFOSS | - | - | - | - | - | - | - | 24VDC | 4-20mA | 24VDC
| HV | NH3 | STOP VALVE | - | DANFOSS | - | [8 empty] | - | bar: - - to - -
3 | ICF | NH3 | ICF | 1 1/4" | DANFOSS | ICF 25-6-5MA33 | 027L4173 | - | - | STR | 1" | SOCKET WELD | - | -
| HV | NH3 | STOP VALVE | - | DANFOSS | - | [8 empty] | - | bar: - - to - -
| STR | NH3 | STRAINER | - | DANFOSS | - | [8 empty] | - | bar: - - to - -
| SOV | NH3 | SOLENOID W/MANUAL OPENING FTR | - | DANFOSS | - | - | - | NC | - | - | - | 110VAC | - | -
| - | NH3 | BLANK COVER | - | DANFOSS | - | [8 empty] | - | bar: - - to - -
| MOV | NH3 | MOTORIZED CONTROL VALVE | - | DANFOSS | - | - | - | - | - | - | - | 24VDC | 4-20mA | 24VDC
| HV | NH3 | STOP VALVE | - | DANFOSS | - | [8 empty] | - | bar: - - to - -
1 | ICF | NH3 | ICF | 1-1/4" | DANFOSS | ICF-25-6-5MB | 027L4053 | - | - | STR | 1" | SOCKET WELD | - | -
| HV | NH3 | STOP VALVE | - | DANFOSS | - | [8 empty] | - | bar: - - to - -
| STR | NH3 | STRAINER | - | DANFOSS | - | [8 empty] | - | bar: - - to - -
| SOV | NH3 | SOLENOID W/MANUAL OPENING FTR | - | DANFOSS | - | - | - | NC | - | - | - | 110VAC | - | -
| - | NH3 | BLANK COVER | - | DANFOSS | - | [8 empty] | - | bar: - - to - -
| MOV | NH3 | MOTORIZED CONTROL VALVE | - | DANFOSS | - | - | - | - | - | - | - | 24VDC | 4-20mA | 24VDC
| HV | NH3 | STOP VALVE | - | DANFOSS | - | [8 empty] | - | bar: - - to - -
24 | ICF | NH3 | ICF | 1" | DANFOSS | ICF-20-4-90 | CUSTOM | - | - | STR | 3/4" | SOCKET WELD | - | - | -
| HV | NH3 | STOP VALVE | - | DANFOSS | - | [8 empty] | - | bar: - - to - -
| FV | NH3 | FLOAT EXPANSION VALVE | - | DANFOSS | - | [8 empty] | - | bar: - - to - -
| - | NH3 | BLANK COVER | - | DANFOSS | - | [8 empty] | - | bar: - - to - -
| HV | NH3 | STOP VALVE | - | DANFOSS | - | [8 empty] | - | bar: - - to - -
22 | ICF | NH3 | ICF | 1" | DANFOSS | ICF-20-4-90 | CUSTOM | - | - | STR | 3/4" | SOCKET WELD | - | - | -
| HV | NH3 | STOP VALVE | - | DANFOSS | - | [8 empty] | - | bar: - - to - -
| FV | NH3 | FLOAT EXPANSION VALVE | - | DANFOSS | - | [8 empty] | - | bar: - - to - -
| - | NH3 | BLANK COVER | - | DANFOSS | - | [8 empty] | - | bar: - - to - -
| HV | NH3 | STOP VALVE | - | DANFOSS | - | [8 empty] | - | bar: - - to - -
5 | ICF | NH3 | ICF | 1 1/4" | DANFOSS | ICF 25-6-5MA33 | 027L4173 | - | - | STR | 1" | SOCKET WELD | - | -
| HV | NH3 | STOP VALVE | - | DANFOSS | - | [8 empty] | - | bar: - - to - -
| STR | NH3 | STRAINER | - | DANFOSS | - | [8 empty] | - | bar: - - to - -
| SOV | NH3 | SOLENOID W/MANUAL OPENING FTR | - | DANFOSS | - | - | - | NC | - | - | - | 110VAC | - | -
| - | NH3 | BLANK COVER | - | DANFOSS | - | [8 empty] | - | bar: - - to - -
| MOV | NH3 | MOTORIZED CONTROL VALVE | - | DANFOSS | - | - | - | - | - | - | - | 24VDC | 4-20mA | 24VDC
| HV | NH3 | STOP VALVE | - | DANFOSS | - | [8 empty] | - | bar: - - to - -
3 | ICF | NH3 | ICF | 1 1/4" | DANFOSS | ICF 25-6-5MA33 | 027L4173 | - | - | STR | 1" | SOCKET WELD | - | -
| HV | NH3 | STOP VALVE | - | DANFOSS | - | [8 empty] | - | bar: - - to - -
| STR | NH3 | STRAINER | - | DANFOSS | - | [8 empty] | - | bar: - - to - -
| SOV | NH3 | SOLENOID W/MANUAL OPENING FTR | - | DANFOSS | - | - | - | NC | - | - | - | 110VAC | - | -
| - | NH3 | BLANK COVER | - | DANFOSS | - | [8 empty] | - | bar: - - to - -
| MOV | NH3 | MOTORIZED CONTROL VALVE | - | DANFOSS | - | - | - | - | - | - | - | 24VDC | 4-20mA | 24VDC
| HV | NH3 | STOP VALVE | - | DANFOSS | - | [8 empty] | - | bar: - - to - -
1 | ICF | NH3 | ICF | 1-1/4" | DANFOSS | ICF-25-6-5MB | 027L4053 | - | - | STR | 1" | SOCKET WELD | - | -
| HV | NH3 | STOP VALVE | - | DANFOSS | - | [8 empty] | - | bar: - - to - -
| STR | NH3 | STRAINER | - | DANFOSS | - | [8 empty] | - | bar: - - to - -
| SOV | NH3 | SOLENOID W/MANUAL OPENING FTR | - | DANFOSS | - | - | - | NC | - | - | - | 110VAC | - | -
| - | NH3 | BLANK COVER | - | DANFOSS | - | [8 empty] | - | bar: - - to - -
| MOV | NH3 | MOTORIZED CONTROL VALVE | - | DANFOSS | - | - | - | - | - | - | - | 24VDC | 4-20mA | 24VDC
| HV | NH3 | STOP VALVE | - | DANFOSS | - | [8 empty] | - | bar: - - to - -
24 | ICF | NH3 | ICF | 1" | DANFOSS | ICF-20-4-90 | CUSTOM | - | - | STR | 3/4" | SOCKET WELD | - | - | -
| HV | NH3 | STOP VALVE | - | DANFOSS | - | [8 empty] | - | bar: - - to - -
| FV | NH3 | FLOAT EXPANSION VALVE | - | DANFOSS | - | [8 empty] | - | bar: - - to - -
| - | NH3 | BLANK COVER | - | DANFOSS | - | [8 empty] | - | bar: - - to - -
| HV | NH3 | STOP VALVE | - | DANFOSS | - | [8 empty] | - | bar: - - to - -
22 | ICF | NH3 | ICF | 1" | DANFOSS | ICF-20-4-90 | CUSTOM | - | - | STR | 3/4" | SOCKET WELD | - | - | -
| HV | NH3 | STOP VALVE | - | DANFOSS | - | [8 empty] | - | bar: - - to - -
| FV | NH3 | FLOAT EXPANSION VALVE | - | DANFOSS | - | [8 empty] | - | bar: - - to - -
| - | NH3 | BLANK COVER | - | DANFOSS | - | [8 empty] | - | bar: - - to - -
| HV | NH3 | STOP VALVE | - | DANFOSS | - | [8 empty] | - | bar: - - to - -
5 | ICF | NH3 | ICF | 1 1/4" | DANFOSS | ICF 25-6-5MA33 | 027L4173 | - | - | STR | 1" | SOCKET WELD | - | -
| HV | NH3 | STOP VALVE | - | DANFOSS | - | [8 empty] | - | bar: - - to - -
| STR | NH3 | STRAINER | - | DANFOSS | - | [8 empty] | - | bar: - - to - -
| SOV | NH3 | SOLENOID W/MANUAL OPENING FTR | - | DANFOSS | - | - | - | NC | - | - | - | 110VAC | - | -
| - | NH3 | BLANK COVER | - | DANFOSS | - | [8 empty] | - | bar: - - to - -
| MOV | NH3 | MOTORIZED CONTROL VALVE | - | DANFOSS | - | - | - | - | - | - | - | 24VDC | 4-20mA | 24VDC
| HV | NH3 | STOP VALVE | - | DANFOSS | - | [8 empty] | - | bar: - - to - -
3 | ICF | NH3 | ICF | 1 1/4" | DANFOSS | ICF 25-6-5MA33 | 027L4173 | - | - | STR | 1" | SOCKET WELD | - | -
| HV | NH3 | STOP VALVE | - | DANFOSS | - | [8 empty] | - | bar: - - to - -
| STR | NH3 | STRAINER | - | DANFOSS | - | [8 empty] | - | bar: - - to - -
| SOV | NH3 | SOLENOID W/MANUAL OPENING FTR | - | DANFOSS | - | - | - | NC | - | - | - | 110VAC | - | -
| - | NH3 | BLANK COVER | - | DANFOSS | - | [8 empty] | - | bar: - - to - -
| MOV | NH3 | MOTORIZED CONTROL VALVE | - | DANFOSS | - | - | - | - | - | - | - | 24VDC | 4-20mA | 24VDC
| HV | NH3 | STOP VALVE | - | DANFOSS | - | [8 empty] | - | bar: - - to - -
1 | ICF | NH3 | ICF | 1-1/4" | DANFOSS | ICF-25-6-5MB | 027L4053 | - | - | STR | 1" | SOCKET WELD | - | -
| HV | NH3 | STOP VALVE | - | DANFOSS | - | [8 empty] | - | bar: - - to - -
| STR | NH3 | STRAINER | - | DANFOSS | - | [8 empty] | - | bar: - - to - -
| SOV | NH3 | SOLENOID W/MANUAL OPENING FTR | - | DANFOSS | - | - | - | NC | - | - | - | 110VAC | - | -
| - | NH3 | BLANK COVER | - | DANFOSS | - | [8 empty] | - | bar: - - to - -
| MOV | NH3 | MOTORIZED CONTROL VALVE | - | DANFOSS | - | - | - | - | - | - | - | 24VDC | 4-20mA | 24VDC
| HV | NH3 | STOP VALVE | - | DANFOSS | - | [8 empty] | - | bar: - - to - -
24 | ICF | NH3 | ICF | 1" | DANFOSS | ICF-20-4-90 | CUSTOM | - | - | STR | 3/4" | SOCKET WELD | - | - | -
| HV | NH3 | STOP VALVE | - | DANFOSS | - | [8 empty] | - | bar: - - to - -
| FV | NH3 | FLOAT EXPANSION VALVE | - | DANFOSS | - | [8 empty] | - | bar: - - to - -
| - | NH3 | BLANK COVER | - | DANFOSS | - | [8 empty] | - | bar: - - to - -
| HV | NH3 | STOP VALVE | - | DANFOSS | - | [8 empty] | - | bar: - - to - -
22 | ICF | NH3 | ICF | 1" | DANFOSS | ICF-20-4-90 | CUSTOM | - | - | STR | 3/4" | SOCKET WELD | - | - | -
| HV | NH3 | STOP VALVE | - | DANFOSS | - | [8 empty] | - | bar: - - to - -
| FV | NH3 | FLOAT EXPANSION VALVE | - | DANFOSS | - | [8 empty] | - | bar: - - to - -
| - | NH3 | BLANK COVER | - | DANFOSS | - | [8 empty] | - | bar: - - to - -
| HV | NH3 | STOP VALVE | - | DANFOSS | - | [8 empty] | - | bar: - - to - -
5 | ICF | NH3 | ICF | 1 1/4" | DANFOSS | ICF 25-6-5MA33 | 027L4173 | - | - | STR | 1" | SOCKET WELD | - | -
| HV | NH3 | STOP VALVE | - | DANFOSS | - | [8 empty] | - | bar: - - to - -
| STR | NH3 | STRAINER | - | DANFOSS | - | [8 empty] | - | bar: - - to - -
| SOV | NH3 | SOLENOID W/MANUAL OPENING FTR | - | DANFOSS | - | - | - | NC | - | - | - | 110VAC | - | -
| - | NH3 | BLANK COVER | - | DANFOSS | - | [8 empty] | - | bar: - - to - -
| MOV | NH3 | MOTORIZED CONTROL VALVE | - | DANFOSS | - | - | - | - | - | - | - | 24VDC | 4-20mA | 24VDC
| HV | NH3 | STOP VALVE | - | DANFOSS | - | [8 empty] | - | bar: - - to - -
3 | ICF | NH3 | ICF | 1 1/4" | DANFOSS | ICF 25-6-5MA33 | 027L4173 | - | - | STR | 1" | SOCKET WELD | - | -
| HV | NH3 | STOP VALVE | - | DANFOSS | - | [8 empty] | - | bar: - - to - -
| STR | NH3 | STRAINER | - | DANFOSS | - | [8 empty] | - | bar: - - to - -
| SOV | NH3 | SOLENOID W/MANUAL OPENING FTR | - | DANFOSS | - | - | - | NC | - | - | - | 110VAC | - | -
| - | NH3 | BLANK COVER | - | DANFOSS | - | [8 empty] | - | bar: - - to - -
| MOV | NH3 | MOTORIZED CONTROL VALVE | - | DANFOSS | - | - | - | - | - | - | - | 24VDC | 4-20mA | 24VDC
| HV | NH3 | STOP VALVE | - | DANFOSS | - | [8 empty] | - | bar: - - to - -
1 | ICF | NH3 | ICF | 1" | DANFOSS | ICF-25-6-5MB | 027L4053 | - | - | STR | 1" | SOCKET WELD | - | -
| HV | NH3 | STOP VALVE | - | DANFOSS | - | [8 empty] | - | bar: - - to - -
| STR | NH3 | STRAINER | - | DANFOSS | - | [8 empty] | - | bar: - - to - -
| SOV | NH3 | SOLENOID W/MANUAL OPENING FTR | - | DANFOSS | - | - | - | NC | - | - | - | 110VAC | - | -
| - | NH3 | BLANK COVER | - | DANFOSS | - | [8 empty] | - | bar: - - to - -
| MOV | NH3 | MOTORIZED CONTROL VALVE | - | DANFOSS | - | - | - | - | - | - | - | 24VDC | 4-20mA | 24VDC
| HV | NH3 | STOP VALVE | - | DANFOSS | - | [8 empty] | - | bar: - - to - -
9 | ICF | NH3 | ICF | 1/2" | DANFOSS | ICF 15-4-9 | 027L4538 | - | - | STR | 1/2" | SOCKET WELD | - | - | -
| HV | NH3 | STOP VALVE | - | DANFOSS | - | [8 empty] | - | bar: - - to - -
| STR | NH3 | STRAINER | - | DANFOSS | - | [8 empty] | - | bar: - - to - -
| SOV | NH3 | SOLENOID VALVE | - | DANFOSS | - | - | - | - | - | - | - | 110VAC | - | -
| HV | NH3 | STOP VALVE | - | DANFOSS | - | [8 empty] | - | bar: - - to - -
19 | ICF | NH3 | ICF | 1/2" | DANFOSS | ICF 15-4-9H | 027L4527 | - | - | STR | 1/2" | SOCKET WELD | - | - | -
| HV | NH3 | STOP VALVE | - | DANFOSS | - | [8 empty] | - | bar: - - to - -
| STR | NH3 | STRAINER | - | DANFOSS | - | [8 empty] | - | bar: - - to - -
| SOV | NH3 | SOLENOID W/MANUAL OPENING FTR | - | DANFOSS | - | - | - | - | - | - | - | 110VAC | - | -
| HV | NH3 | STOP VALVE | - | DANFOSS | - | [8 empty] | - | bar: - - to - -
9 | ICF | NH3 | ICF | 1/2" | DANFOSS | ICF 15-4-9H | 027L4527 | - | - | STR | 1/2" | SOCKET WELD | - | - | -
| HV | NH3 | STOP VALVE | - | DANFOSS | - | [8 empty] | - | bar: - - to - -
| STR | NH3 | STRAINER | - | DANFOSS | - | [8 empty] | - | bar: - - to - -
| SOV | NH3 | SOLENOID W/MANUAL OPENING FTR | - | DANFOSS | - | - | - | - | - | - | - | 110VAC | - | -
| HV | NH3 | STOP VALVE | - | DANFOSS | - | [8 empty] | - | bar: - - to - -
19 | ICF | NH3 | ICF | 1/2" | DANFOSS | ICF 15-4-9H | 027L4527 | - | - | STR | 1/2" | SOCKET WELD | - | - | -
| HV | NH3 | STOP VALVE | - | DANFOSS | - | [8 empty] | - | bar: - - to - -
| STR | NH3 | STRAINER | - | DANFOSS | - | [8 empty] | - | bar: - - to - -
| SOV | NH3 | SOLENOID W/MANUAL OPENING FTR | - | DANFOSS | - | - | - | - | - | - | - | 110VAC | - | -
| HV | NH3 | STOP VALVE | - | DANFOSS | - | [8 empty] | - | bar: - - to - -
9 | ICF | NH3 | ICF | 1/2" | DANFOSS | ICF 15-4-9H | 027L4527 | - | - | STR | 1/2" | SOCKET WELD | - | - | -
| HV | NH3 | STOP VALVE | - | DANFOSS | - | [8 empty] | - | bar: - - to - -
| STR | NH3 | STRAINER | - | DANFOSS | - | [8 empty] | - | bar: - - to - -
| SOV | NH3 | SOLENOID W/MANUAL OPENING FTR | - | DANFOSS | - | - | - | - | - | - | - | 110VAC | - | -
| HV | NH3 | STOP VALVE | - | DANFOSS | - | [8 empty] | - | bar: - - to - -
19 | ICF | NH3 | ICF | 1/2" | DANFOSS | ICF 15-4-9H | 027L4527 | - | - | STR | 1/2" | SOCKET WELD | - | - | -
| HV | NH3 | STOP VALVE | - | DANFOSS | - | [8 empty] | - | bar: - - to - -
| STR | NH3 | STRAINER | - | DANFOSS | - | [8 empty] | - | bar: - - to - -
| SOV | NH3 | SOLENOID W/MANUAL OPENING FTR | - | DANFOSS | - | - | - | - | - | - | - | 110VAC | - | -
| HV | NH3 | STOP VALVE | - | DANFOSS | - | [8 empty] | - | bar: - - to - -
9 | ICF | NH3 | ICF | 1/2" | DANFOSS | ICF 15-4-9H | 027L4527 | - | - | STR | 1/2" | SOCKET WELD | - | - | -
| HV | NH3 | STOP VALVE | - | DANFOSS | - | [8 empty] | - | bar: - - to - -
| STR | NH3 | STRAINER | - | DANFOSS | - | [8 empty] | - | bar: - - to - -
| SOV | NH3 | SOLENOID W/MANUAL OPENING FTR | - | DANFOSS | - | - | - | - | - | - | - | 110VAC | - | -
| HV | NH3 | STOP VALVE | - | DANFOSS | - | [8 empty] | - | bar: - - to - -
19 | ICF | NH3 | ICF | 1/2" | DANFOSS | ICF 15-4-9H | 027L4527 | - | - | STR | 1/2" | SOCKET WELD | - | - | -
| HV | NH3 | STOP VALVE | - | DANFOSS | - | [8 empty] | - | bar: - - to - -
| STR | NH3 | STRAINER | - | DANFOSS | - | [8 empty] | - | bar: - - to - -
| SOV | NH3 | SOLENOID W/MANUAL OPENING FTR | - | DANFOSS | - | - | - | - | - | - | - | 110VAC | - | -
| HV | NH3 | STOP VALVE | - | DANFOSS | - | [8 empty] | - | bar: - - to - -
9 | ICF | NH3 | ICF | 1/2" | DANFOSS | ICF 15-4-9H | 027L4527 | - | - | STR | 1/2" | SOCKET WELD | - | - | -
| HV | NH3 | STOP VALVE | - | DANFOSS | - | [8 empty] | - | bar: - - to - -
| STR | NH3 | STRAINER | - | DANFOSS | - | [8 empty] | - | bar: - - to - -
| SOV | NH3 | SOLENOID W/MANUAL OPENING FTR | - | DANFOSS | - | - | - | - | - | - | - | 110VAC | - | -
| HV | NH3 | STOP VALVE | - | DANFOSS | - | [8 empty] | - | bar: - - to - -
19 | ICF | NH3 | ICF | 1/2" | DANFOSS | ICF 15-4-9H | 027L4527 | - | - | STR | 1/2" | SOCKET WELD | - | - | -
| HV | NH3 | STOP VALVE | - | DANFOSS | - | [8 empty] | - | bar: - - to - -
| STR | NH3 | STRAINER | - | DANFOSS | - | [8 empty] | - | bar: - - to - -
| SOV | NH3 | SOLENOID W/MANUAL OPENING FTR | - | DANFOSS | - | - | - | - | - | - | - | 110VAC | - | -
| HV | NH3 | STOP VALVE | - | DANFOSS | - | [8 empty] | - | bar: - - to - -
9 | ICF | NH3 | ICF | 1/2" | DANFOSS | ICF 15-4-9H | 027L4527 | - | - | STR | 1/2" | SOCKET WELD | - | - | -
| HV | NH3 | STOP VALVE | - | DANFOSS | - | [8 empty] | - | bar: - - to - -
| STR | NH3 | STRAINER | - | DANFOSS | - | [8 empty] | - | bar: - - to - -
| SOV | NH3 | SOLENOID W/MANUAL OPENING FTR | - | DANFOSS | - | - | - | - | - | - | - | 110VAC | - | -
| HV | NH3 | STOP VALVE | - | DANFOSS | - | [8 empty] | - | bar: - - to - -
19 | ICF | NH3 | ICF | 1/2" | DANFOSS | ICF 15-4-9H | 027L4527 | - | - | STR | 1/2" | SOCKET WELD | - | - | -
| HV | NH3 | STOP VALVE | - | DANFOSS | - | [8 empty] | - | bar: - - to - -
| STR | NH3 | STRAINER | - | DANFOSS | - | [8 empty] | - | bar: - - to - -
| SOV | NH3 | SOLENOID W/MANUAL OPENING FTR | - | DANFOSS | - | - | - | - | - | - | - | 110VAC | - | -
| HV | NH3 | STOP VALVE | - | DANFOSS | - | [8 empty] | - | bar: - - to - -
9 | ICF | NH3 | ICF | 1/2" | DANFOSS | ICF 15-4-9H | 027L4527 | - | - | STR | 1/2" | SOCKET WELD | - | - | -
| HV | NH3 | STOP VALVE | - | DANFOSS | - | [8 empty] | - | bar: - - to - -
| STR | NH3 | STRAINER | - | DANFOSS | - | [8 empty] | - | bar: - - to - -
| SOV | NH3 | SOLENOID W/MANUAL OPENING FTR | - | DANFOSS | - | - | - | - | - | - | - | 110VAC | - | -
| HV | NH3 | STOP VALVE | - | DANFOSS | - | [8 empty] | - | bar: - - to - -
19 | ICF | NH3 | ICF | 1/2" | DANFOSS | ICF 15-4-9H | 027L4527 | - | - | STR | 1/2" | SOCKET WELD | - | - | -
| HV | NH3 | STOP VALVE | - | DANFOSS | - | [8 empty] | - | bar: - - to - -
| STR | NH3 | STRAINER | - | DANFOSS | - | [8 empty] | - | bar: - - to - -
| SOV | NH3 | SOLENOID W/MANUAL OPENING FTR | - | DANFOSS | - | - | - | - | - | - | - | 110VAC | - | -
| HV | NH3 | STOP VALVE | - | DANFOSS | - | [8 empty] | - | bar: - - to - -
9 | ICF | NH3 | ICF | 1/2" | DANFOSS | ICF 15-4-9H | 027L4527 | - | - | STR | 1/2" | SOCKET WELD | - | - | -
| HV | NH3 | STOP VALVE | - | DANFOSS | - | [8 empty] | - | bar: - - to - -
| STR | NH3 | STRAINER | - | DANFOSS | - | [8 empty] | - | bar: - - to - -
| SOV | NH3 | SOLENOID W/MANUAL OPENING FTR | - | DANFOSS | - | - | - | - | - | - | - | 110VAC | - | -
| HV | NH3 | STOP VALVE | - | DANFOSS | - | [8 empty] | - | bar: - - to - -
19 | ICF | NH3 | ICF | 1/2" | DANFOSS | ICF 15-4-9H | 027L4527 | - | - | STR | 1/2" | SOCKET WELD | - | - | -
| HV | NH3 | STOP VALVE | - | DANFOSS | - | [8 empty] | - | bar: - - to - -
| STR | NH3 | STRAINER | - | DANFOSS | - | [8 empty] | - | bar: - - to - -
| SOV | NH3 | SOLENOID W/MANUAL OPENING FTR | - | DANFOSS | - | - | - | - | - | - | - | 110VAC | - | -
| HV | NH3 | STOP VALVE | - | DANFOSS | - | [8 empty] | - | bar: - - to - -
9 | ICF | NH3 | ICF | 1/2" | DANFOSS | ICF 15-4-9H | 027L4527 | - | - | STR | 1/2" | SOCKET WELD | - | - | -
| HV | NH3 | STOP VALVE | - | DANFOSS | - | [8 empty] | - | bar: - - to - -
| STR | NH3 | STRAINER | - | DANFOSS | - | [8 empty] | - | bar: - - to - -
| SOV | NH3 | SOLENOID W/MANUAL OPENING FTR | - | DANFOSS | - | - | - | - | - | - | - | 110VAC | - | -
| HV | NH3 | STOP VALVE | - | DANFOSS | - | [8 empty] | - | bar: - - to - -
6 | ICF | NH3 | ICF | 1/2" | DANFOSS | ICF 15-4-9H | 027L4527 | - | - | STR | 1/2" | SOCKET WELD | - | - | -
| HV | NH3 | STOP VALVE | - | DANFOSS | - | [8 empty] | - | bar: - - to - -
| STR | NH3 | STRAINER | - | DANFOSS | - | [8 empty] | - | bar: - - to - -
| SOV | NH3 | SOLENOID W/MANUAL OPENING FTR | - | DANFOSS | - | - | - | - | - | - | - | 110VAC | - | -
| HV | NH3 | STOP VALVE | - | DANFOSS | - | [8 empty] | - | bar: - - to - -
1 | ICF | NH3 | ICF | 1/2" | DANFOSS | ICF 15-4-9H | 027L4527 | - | - | STR | 1/2" | SOCKET WELD | - | - | -
| HV | NH3 | STOP VALVE | - | DANFOSS | - | [8 empty] | - | bar: - - to - -
| STR | NH3 | STRAINER | - | DANFOSS | - | [8 empty] | - | bar: - - to - -
| SOV | NH3 | SOLENOID W/MANUAL OPENING FTR | - | DANFOSS | - | - | - | - | - | - | - | 110VAC | - | -
| HV | NH3 | STOP VALVE | - | DANFOSS | - | [8 empty] | - | bar: - - to - -